{"text_format":"1","workbook":"xlsx","n_sheets":15,"sheets":["Tabela nr 244_C_NBP_2021 z dnia","Arkusz","Warunki handlowe","Kalkulator cen","Okablowanie miedziane","Osprzęt Mosaic 45x45","Komponenty światłowodowe","Szafy stojące","Szafy wiszące","Akcesoria do szaf","Szafy Tecnosteel IP","Telekomunikacja","T7 Plus, ActiPower","Narzędzia i osprzęt","Mieszkaniowe"],"not_rendered":{"charts":0,"images":1,"macros":1,"external_links":0,"defined_names":0,"comments":1,"pivot_tables":0},"unopened":[],"bounds":{"document_bytes":16777216,"sheet_cells":100000,"rows_first":2000,"rows_last":500,"rows_between":2000,"halvings":0,"cell_chars":16384,"cell_head_chars":4096},"cells_cut":0,"cells_raw":0,"read":"whole","date_system":"1900"}

{"sheet":"Tabela nr 244_C_NBP_2021 z dnia","index":0,"n_rows":14,"n_cols":4,"rows_kept":14,"cut":false,"hidden":true,"merged":[]}
["Nazwa waluty","Symbol","Kupno","Sprzedaż"]
["Dolar amerykański","1 USD",4.3016,4.3886]
["Euro","1 EUR",4.6329,4.7265]
["Frank szwajcarski","1 CHF",4.6322,4.7258]
["Funt szterling","1 GBP",5.226,5.3316]
["Dolar australijski","1 AUD",2.9674,3.0274]
["Dolar kanadyjski","1 CAD",3.2047,3.2695]
["Forint węgierski","100 HUF",1.16,1.1834]
["Jen japoński","100 JPY",3.2459,3.3115]
["Korona czeska","1 CZK",0.193,0.1968]
["Korona duńska","1 DKK",0.6229,0.6355]
["Korona norweska","1 NOK",0.4315,0.4403]
["Korona szwedzka","1 SEK",0.4115,0.4199]
["SDR (MFW)","1 XDR",5.7956,5.9126]

{"sheet":"Arkusz","index":1,"n_rows":11931,"n_cols":10,"rows_kept":4500,"cut":true,"hidden":true,"merged":[],"bounds":{"rows_first":2000,"rows_last":500,"rows_between":2000,"halvings":0}}
["Symbol","Nazwa","Opis","J.m.","Katalogowa PLN netto","Grupa",null,null,null,"Katalogowa EUR netto"]
["208-754"," ENBEAM 12 WAY HDPE EXTERNAL 12x5/3.5mm B/TUBE GRN"," ENBEAM 12 WAY HDPE EXTERNAL 12x5/3.5mm B/TUBE GRN","m",0.0,"EXCEL",null,null,null,4.3]
["208-755"," ENBEAM 24 WAY HDPE EXTERNAL 24x5/3.5mm B/TUBE GRN"," ENBEAM 24 WAY HDPE EXTERNAL 24x5/3.5mm B/TUBE GRN","m",0.0,"EXCEL",null,null,null,10.8]
[9135.0," IZOPROPYLOWY ","IZOPROPYLOWY ","szt.",69.0,"Cobi FO osprzęt",null,null,null,0.0]
[" PFM800-4K"," PFM800-4K"," PFM800-4K","szt.",0.0,"CCTV",null,null,null,0.0]
["200-864","0.3UM WHITE LAPPING FILM","0.3UM WHITE LAPPING FILM","szt.",0.0,"EXCEL",null,null,null,0.0]
["202-028","02 PORT SC DUPLEX MULTIMODE LOADED","02 PORT SC DUPLEX MULTIMODE LOADED","szt.",0.0,"EXCEL",null,null,null,19.46]
["202-029","04 PORT SC DUPLEX MULTIMODE LOADED","04 PORT SC DUPLEX MULTIMODE LOADED","szt.",0.0,"EXCEL",null,null,null,25.94]
["202-022","04 PORT ST LOADED TAMPERPROOF WALLMOUNT","04 PORT ST LOADED TAMPERPROOF WALLMOUNT","szt.",0.0,"EXCEL",null,null,null,14.36]
["202-020","04 PORT ST MULTIMODE LOADED TAMPERPROOF","04 PORT ST MULTIMODE LOADED TAMPERPROOF","szt.",0.0,"EXCEL",null,null,null,32.44]
["202-024","04 PORT ST MULTIMODE LOADED WALLMOUNT","04 PORT ST MULTIMODE LOADED WALLMOUNT","szt.",0.0,"EXCEL",null,null,null,17.3]
["202-037","06 PORT SC DUPLEX 2 DOOR LOCKABLE PATCH BOX-LOADED","06 PORT SC DUPLEX 2 DOOR LOCKABLE PATCH BOX-LOADED","szt.",0.0,"EXCEL",null,null,null,75.68]
["202-030","06 PORT SC DUPLEX MULTIMODE LOADED","06 PORT SC DUPLEX MULTIMODE LOADED","szt.",0.0,"EXCEL",null,null,null,30.28]
["202-031","08 PORT SC DUPLEX MULTIMODE LOADED","08 PORT SC DUPLEX MULTIMODE LOADED","szt.",0.0,"EXCEL",null,null,null,38.92]
["202-025","08 PORT ST MULTIMODE LOADED WALLMOUNT","08 PORT ST MULTIMODE LOADED WALLMOUNT","szt.",0.0,"EXCEL",null,null,null,23.46]
["237A","10 PR CON SP SEALED BOXES \"KRONE\" PRINTED YEL BLOC","10 PR CON SP SEALED BOXES \"KRONE\" PRINTED YEL BLOC","szt.",0.0,"EXCEL",null,null,null,0.0]
["202-048","100 PAIR TEL CABLE CUTTERS","100 PAIR TEL CABLE CUTTERS","szt.",0.0,"EXCEL",null,null,null,38.92]
["MGBIC850  ","1000 Base-SX SFP 850nm 550m HP Mini Gbic Module HP","1000 Base-SX SFP 850nm 550m HP Mini Gbic Module HP","szt.",0.0,"UPS i urządzenia aktywne",null,null,null,0.0]
["100-111","100-111 EXL CAT6A FTP IDC JUNCTION BOX","100-111 EXL CAT6A FTP IDC JUNCTION BOX","szt.",0.0,"EXCEL",null,null,null,0.0]
["DEM-432XT","10GBase-LR SFP+ Transceiver, 10km","10GBase-LR SFP+ Transceiver, 10km","szt.",0.0,"UPS i urządzenia aktywne",null,null,null,0.0]
["750-041","10MTR 32MM CUT LENGTH INC 2 X GLAND & LOCKNUTS","10MTR 32MM CUT LENGTH INC 2 X GLAND & LOCKNUTS","szt.",0.0,"EXCEL",null,null,null,29.3]
["F1410","10Ux600x400 SZAFKA WISZĄCA IP55 - drzwi przednie s","10Ux600x400 SZAFKA WISZĄCA IP55 - drzwi przednie szklane","szt.",1918.34,"TECNOSTEEL",null,null,null,0.0]
["F1410M","10Ux600x400 SZAFKA WISZĄCA IP65 - drzwi przednie p","10Ux600x400 SZAFKA WISZĄCA IP65 - drzwi przednie pełne","szt.",1590.82,"TECNOSTEEL",null,null,null,0.0]
["F1410MEST","10Ux600x400 SZAFKA WISZĄCA ZEWNĘTRZNA IP65 - dodat","10Ux600x400 SZAFKA WISZĄCA ZEWNĘTRZNA IP65 - dodatkowy dach","szt.",2230.26,"TECNOSTEEL",null,null,null,0.0]
["F1510MEST","10Ux600x400 SZAFKA WISZĄCA ZEWNĘTRZNA IP65 - dodat","10Ux600x400 SZAFKA WISZĄCA ZEWNĘTRZNA IP65 - dodatkowy dach","szt.",2331.64,"TECNOSTEEL",null,null,null,0.0]
["F1510","10Ux600x500 SZAFKA WISZĄCA IP55 - drzwi przednie s","10Ux600x500 SZAFKA WISZĄCA IP55 - drzwi przednie szklane","szt.",2058.7,"TECNOSTEEL",null,null,null,0.0]
["F1510M","10Ux600x500 SZAFKA WISZĄCA IP65 - drzwi przednie p","10Ux600x500 SZAFKA WISZĄCA IP65 - drzwi przednie pełne","szt.",1653.2,"TECNOSTEEL",null,null,null,0.0]
["S81401-110-88","110 TERMINATION BLADE","110 TERMINATION BLADE","szt.",0.0,"SIEMON",null,null,null,55.48]
["35-485","110/66 IDC IMPACT PUNCH DOWN TOOL + BLADE","110/66 IDC IMPACT PUNCH DOWN TOOL + BLADE","szt.",0.0,"EXCEL",null,null,null,108.12]
["200-139","12 CORELINK UNIVERSAL SPLICES BOX OF 12","12 CORELINK UNIVERSAL SPLICES BOX OF 12","szt.",0.0,"EXCEL",null,null,null,86.5]
["202-040","12 FIBRE JUNCTION SPLICE BOX - SPLICE KIT","12 FIBRE JUNCTION SPLICE BOX - SPLICE KIT","szt.",0.0,"EXCEL",null,null,null,64.88]
["202-038","12 PORT SC DUPLEX 2 DOOR LOCKABLE PATCH BOX-LOADED","12 PORT SC DUPLEX 2 DOOR LOCKABLE PATCH BOX-LOADED","szt.",0.0,"EXCEL",null,null,null,97.3]
["202-035","12 PORT ST 2 DOOR LOCKABLE PATCH BOX - LOADED","12 PORT ST 2 DOOR LOCKABLE PATCH BOX - LOADED","szt.",0.0,"EXCEL",null,null,null,75.68]
["202-026","12 PORT ST MULTIMODE LOADED WITH 12 ADAPTORS","12 PORT ST MULTIMODE LOADED WITH 12 ADAPTORS","szt.",0.0,"EXCEL",null,null,null,23.78]
["200-998","12 X SC DUPLEX ADAPTOR PLATE FOR 200-987","12 X SC DUPLEX ADAPTOR PLATE FOR 200-987","szt.",0.0,"EXCEL",null,null,null,11.18]
["200-992","12 X ST ADAPTOR PLATE FOR 200-987","12 X ST ADAPTOR PLATE FOR 200-987","szt.",0.0,"EXCEL",null,null,null,12.76]
["F61-0003","12/24 Core Fiber Splice Tray","12/24 Core Fiber Splice Tray","szt.",13.87,"Cobi FO osprzęt",null,null,null,0.0]
["SCREW-1224","12-24x75\" SCREW AND WASHER 100EA/BAG","12-24x75\" SCREW AND WASHER 100EA/BAG","BX",0.0,"SIEMON",null,null,null,58.96]
["7212A1T1","12C Unscreened TYPE 1 TC Alarm ECA LSZH 100M WH","aura 12C UNSCREEN TYPE 1 ALARM CB ECA LSZH 100M WT","szt.",0.0,"EXCEL",null,null,null,91.08]
["7212A1","12C Unscreened TYPE 3 TCCA Alarm ECA LSF 100M WH","aura 12C UNSCN TYPE3 ALARM CB ECA PVC LSOH 100M WT","szt.",0.0,"EXCEL",null,null,null,50.18]
["202-034","12PORT LC QUAD 48C MM 2DOOR LOCKABLE BOX-LOADED","12PORT LC QUAD 48C MM 2DOOR LOCKABLE BOX-LOADED","szt.",0.0,"EXCEL",null,null,null,118.94]
["R00-0412","12U 390mm gł. wisząca szara","12U 390mm gł. wisząca szara - zdejmowane osłony boczne","szt.",533.6,"Cobi szafy",null,null,null,0.0]
["R00-0512","12U 500mm gł. wisząca szara","12U 500mm gł. wisząca szara - zdejmowane osłony boczne","szt.",586.36,"Cobi szafy",null,null,null,0.0]
["R00-0612","12U 600mm gł. wisząca szara","12U 600mm gł. wisząca szara - zdejmowane osłony boczne","szt.",0.0,"Cobi szafy",null,null,null,0.0]
["200-874","12UM YELLOW LAPPING FILM","12UM YELLOW LAPPING FILM","szt.",0.0,"EXCEL",null,null,null,0.0]
["F1413","13Ux600x400 SZAFKA WISZĄCA IP55 - drzwi przednie s","13Ux600x400 SZAFKA WISZĄCA IP55 - drzwi przednie szklane","szt.",2089.9,"TECNOSTEEL",null,null,null,0.0]
["F1413M","13Ux600x400 SZAFKA WISZĄCA IP65 - drzwi przednie p","13Ux600x400 SZAFKA WISZĄCA IP65 - drzwi przednie pełne","szt.",1668.8,"TECNOSTEEL",null,null,null,0.0]
["F1413MEST","13Ux600x400 SZAFKA WISZĄCA ZEWNĘTRZNA IP65 - dodat","13Ux600x400 SZAFKA WISZĄCA ZEWNĘTRZNA IP65 - dodatkowy dach","szt.",2370.63,"TECNOSTEEL",null,null,null,0.0]
["F1513","13Ux600x500 SZAFKA WISZĄCA IP55 - drzwi przednie s","13Ux600x500 SZAFKA WISZĄCA IP55 - drzwi przednie szklane","szt.",2121.09,"TECNOSTEEL",null,null,null,0.0]
["F1513M","13Ux600x500 SZAFKA WISZĄCA IP65 - drzwi przednie p","13Ux600x500 SZAFKA WISZĄCA IP65 - drzwi przednie pełne","szt.",1715.59,"TECNOSTEEL",null,null,null,0.0]
["F1513MEST","13Ux600x500 SZAFKA WISZĄCA ZEWNĘTRZNA IP65 - dodat","13Ux600x500 SZAFKA WISZĄCA ZEWNĘTRZNA IP65 - dodatkowy dach","szt.",2401.82,"TECNOSTEEL",null,null,null,0.0]
["F1813","13Ux600x600 SZAFKA WISZĄCA IP 55 - drzwi przednie ","13Ux600x600 SZAFKA WISZĄCA IP 55 - drzwi przednie szklane","szt.",2417.42,"TECNOSTEEL",null,null,null,0.0]
["F1813M","13Ux600x600 SZAFKA WISZĄCA IP 65 – drzwi przednie ","13Ux600x600 SZAFKA WISZĄCA IP 65 – drzwi przednie pełne","szt.",2011.92,"TECNOSTEEL",null,null,null,0.0]
["F1813MEST","13Ux600x600 SZAFKA WISZĄCA ZEWNĘTRZNA IP65 - dodat","13Ux600x600 SZAFKA WISZĄCA ZEWNĘTRZNA IP65 - dodatkowy dach","szt.",2807.32,"TECNOSTEEL",null,null,null,0.0]
["R00-0515","15U 500mm gł. wisząca szara","15U 500mm gł. wisząca szara - zdejmowane osłony boczne","szt.",670.65,"Cobi szafy",null,null,null,0.0]
["R00-0615","15U 600mm gł. wisząca szara","15U 600mm gł. wisząca szara - zdejmowane osłony boczne","szt.",721.62,"Cobi szafy",null,null,null,0.0]
["202-027","16 PORT ST MULTIMODE LOADED WALLMOUNT","16 PORT ST MULTIMODE LOADED WALLMOUNT","szt.",0.0,"EXCEL",null,null,null,30.28]
["F9816N","16 portowy przełącznik z przewodami USB&PS/2 - bez","16 portowy przełącznik z przewodami USB&PS/2 - bez zasilacza","szt.",3314.4,"TECNOSTEEL",null,null,null,0.0]
["F3925","16A PDU 1phase - 4xC19+12xC13, individual LED","16A PDU 1phase - 4xC19+12xC13, individual LED, 3x16A circuit breakers - Switched - RADIUS - It monitors the total current and the ON/OFF of each outlet - 0U","szt.",0.0,"Cobi szafy akcesoria",null,null,null,0.0]
["F1417","17Ux600x400 SZAFKA WISZĄCA IP55 - drzwi przednie s","17Ux600x400 SZAFKA WISZĄCA IP55 - drzwi przednie szklane","szt.",2401.82,"TECNOSTEEL",null,null,null,0.0]
["F1417M","17Ux600x400 SZAFKA WISZĄCA IP65 - drzwi przednie p","17Ux600x400 SZAFKA WISZĄCA IP65 - drzwi przednie pełne","szt.",2035.31,"TECNOSTEEL",null,null,null,0.0]
["F1417MEST","17Ux600x400 SZAFKA WISZĄCA ZEWNĘTRZNA IP65 - dodat","17Ux600x400 SZAFKA WISZĄCA ZEWNĘTRZNA IP65 - dodatkowy dach","szt.",2448.61,"TECNOSTEEL",null,null,null,0.0]
["F1517","17Ux600x500 SZAFKA WISZĄCA IP 55 - drzwi przednie ","17Ux600x500 SZAFKA WISZĄCA IP 55 - drzwi przednie szklane","szt.",2448.61,"TECNOSTEEL",null,null,null,0.0]
["F1517M","17Ux600x500 SZAFKA WISZĄCA IP 65 - drzwi przednie ","17Ux600x500 SZAFKA WISZĄCA IP 65 - drzwi przednie pełne","szt.",2074.3,"TECNOSTEEL",null,null,null,0.0]
["F1517MEST","17Ux600x500 SZAFKA WISZĄCA ZEWNĘTRZNA IP 65 - doda","17Ux600x500 SZAFKA WISZĄCA ZEWNĘTRZNA IP 65 - dodatkowy dach","szt.",2518.79,"TECNOSTEEL",null,null,null,0.0]
["F1817","17Ux600x600 SZAFKA WISZĄCA IP55 - drzwi przednie s","17Ux600x600 SZAFKA WISZĄCA IP55 - drzwi przednie szklane","szt.",2713.75,"TECNOSTEEL",null,null,null,0.0]
["F1817M","17Ux600x600 SZAFKA WISZĄCA IP65 - drzwi przednie p","17Ux600x600 SZAFKA WISZĄCA IP65 - drzwi przednie pełne","szt.",2323.84,"TECNOSTEEL",null,null,null,0.0]
["F1817MEST","17Ux600x600 SZAFKA WISZĄCA ZEWNĘTRZNA IP65 - dodat","17Ux600x600 SZAFKA WISZĄCA ZEWNĘTRZNA IP65 - dodatkowy dach","szt.",3158.24,"TECNOSTEEL",null,null,null,0.0]
["1801P0FP","18AWG 1PR Data Cable LSZH Eca Type 8760 X 1M GREY",null,"szt.",0.0,"EXCEL",null,null,null,2.88]
["1801POFP-LSOH-WT","18AWG 1PR Data Cable LSZH Eca Type 8760 X 1M WHITE",null,"szt.",0.0,"EXCEL",null,null,null,1.14]
["R00-6018N","18U 600mm gł. wisząca czarna","18U 600mm gł. wisząca czarna - zdejmowane osłony boczne","szt.",0.0,"Cobi szafy",null,null,null,0.0]
["R00-0618","18U 600mm gł. wisząca szara","18U 600mm gł. wisząca szara - zdejmowane osłony boczne","szt.",796.44,"Cobi szafy",null,null,null,0.0]
["46055.2","19'' Baugruppenträger 1HE 60DA mit Montagewannen","19'' Baugruppenträger 1HE 60DA mit Montagewannen","szt.",0.0,"Exportowe",null,null,null,0.0]
["46055.1","19'' Baugruppenträger 2HE 120DA mit Montagewannen","19'' Baugruppenträger 2HE 120DA mit Montagewannen","szt.",0.0,"Exportowe",null,null,null,0.0]
["46055.3","19'' Baugruppenträger 3HE 150DA mit Montagewannen","19'' Baugruppenträger 3HE 150DA mit Montagewannen","szt.",0.0,"Exportowe",null,null,null,0.0]
["46056.1","19'' Baugruppenträger 4HE 210DA mit Montagewannen","19'' Baugruppenträger 4HE 210DA mit Montagewannen","szt.",0.0,"Exportowe",null,null,null,0.0]
["540-823","19\" 1U UNI HORIZONTAL CABLE MANAGER CPI 30139-719","19\" 1U UNI HORIZONTAL CABLE MANAGER CPI 30139-719","szt.",0.0,"EXCEL",null,null,null,0.0]
["T3101H","19\" listwa PDU 250V/16A, 12 gniazd C13, 16A zabezp","19\" listwa PDU 250V/16A, 12 gniazd C13, 16A zabezpieczenie przeciwprzeciążeniowe z kontrolką LED, moduł wejścia IEC320 C20, przewód należy zamawiać osobno - kolor czarny RAL9005","szt.",441.75,"TECNOSTEEL",null,null,null,0.0]
["T3102H","19\" listwa PDU 250V/16A, 6 gniazd C19, 16A zabezpi","19\" listwa PDU 250V/16A, 6 gniazd C19, 16A zabezpieczenie przeciwprzeciążeniowe z kontrolką LED, moduł wejscia IEC320 C20, przewód należy zamawiać osobno - kolor czarny RAL9005","szt.",475.0,"TECNOSTEEL",null,null,null,0.0]
["F9012","19\" PANEL MASKUJĄCY - 1U","19\" PANEL MASKUJĄCY - 1U","szt.",21.0,"TECNOSTEEL",null,null,null,0.0]
["F9012N","19\" PANEL MASKUJĄCY - 1U","19\" PANEL MASKUJĄCY - 1U","szt.",21.0,"TECNOSTEEL",null,null,null,0.0]
["F9102","19\" PANEL MASKUJĄCY - 2U","19\" PANEL MASKUJĄCY - 2U","szt.",32.88,"TECNOSTEEL",null,null,null,0.0]
["F9102N","19\" PANEL MASKUJĄCY - 2U","19\" PANEL MASKUJĄCY - 2U","szt.",32.88,"TECNOSTEEL",null,null,null,0.0]
["F9013","19\" PANEL MASKUJĄCY - 3U","19\" PANEL MASKUJĄCY - 3U","szt.",36.01,"TECNOSTEEL",null,null,null,0.0]
["F9013N","19\" PANEL MASKUJĄCY - 3U","19\" PANEL MASKUJĄCY - 3U","szt.",36.01,"TECNOSTEEL",null,null,null,0.0]
["F9253","19\" PANEL MASKUJĄCY - 4U","19\" PANEL MASKUJĄCY - 4U","szt.",40.7,"TECNOSTEEL",null,null,null,0.0]
["F9253N","19\" PANEL MASKUJĄCY - 4U","19\" PANEL MASKUJĄCY - 4U","szt.",40.7,"TECNOSTEEL",null,null,null,0.0]
["F9011","19\" PANEL MASKUJĄCY Z OTWOREM DO WPROWADZENIA KABL","19\" PANEL MASKUJĄCY Z OTWOREM DO WPROWADZENIA KABLI - 1U","szt.",42.24,"TECNOSTEEL",null,null,null,0.0]
["F9011N","19\" PANEL MASKUJĄCY Z OTWOREM DO WPROWADZENIA KABL","19\" PANEL MASKUJĄCY Z OTWOREM DO WPROWADZENIA KABLI - 1U","szt.",42.24,"TECNOSTEEL",null,null,null,0.0]
["F9313","19\" PANEL MASKUJĄCY Z PRZEPUSTEM SZCZOTKOWYM - 1U","19\" PANEL MASKUJĄCY Z PRZEPUSTEM SZCZOTKOWYM - 1U","szt.",81.25,"TECNOSTEEL",null,null,null,0.0]
["F9313N","19\" PANEL MASKUJĄCY Z PRZEPUSTEM SZCZOTKOWYM – 1U ","19\" PANEL MASKUJĄCY Z PRZEPUSTEM SZCZOTKOWYM – 1U kolor czarny RAL 9005","szt.",81.25,"TECNOSTEEL",null,null,null,0.0]
["F3027","19\" PANEL Z SZYNĄ DIN - 1U","19\" PANEL Z SZYNĄ DIN - 1U","szt.",98.71,"TECNOSTEEL",null,null,null,0.0]
["F9030","19\" PROWADNICA KABLOWA / organizer - 1U (4 UCHWYTY","19\" PROWADNICA KABLOWA / organizer - 1U (4 UCHWYTY o wys. 54 mm)","szt.",36.62,"TECNOSTEEL",null,null,null,0.0]
["F9030N","19\" PROWADNICA KABLOWA / organizer - 1U (4 UCHWYTY","19\" PROWADNICA KABLOWA / organizer - 1U (4 UCHWYTY o wys. 54 mm)","szt.",36.61,"TECNOSTEEL",null,null,null,0.0]
["F9031","19\" PROWADNICA KABLOWA / organizer - 1U (4 UCHWYTY","19\" PROWADNICA KABLOWA / organizer - 1U (4 UCHWYTY o wys. 94 mm)) ","szt.",63.82,"TECNOSTEEL",null,null,null,0.0]
["F9369","19\" PROWADNICA KABLOWA / organizer - 1U (4 UCHWYTY","19\" PROWADNICA KABLOWA / organizer - 1U (4 UCHWYTY STALOWE o wys. 54 mm) ","szt.",72.86,"TECNOSTEEL",null,null,null,0.0]
["F9298","19\" PROWADNICA KABLOWA / organizer - 2U (4 UCHWYTY","19\" PROWADNICA KABLOWA / organizer - 2U (4 UCHWYTY STALOWE o wys. 93,5 mm)","szt.",105.82,"TECNOSTEEL",null,null,null,0.0]
["5010 236/B/C14","19\" z wyłącznikiem; 6-gn.z bolcem, kabel dł.2m, wt","19\" z wyłącznikiem; 6-gn.z bolcem, kabel dł.2m, wtyk IEC320C14 MXL917C062","szt.",178.75,"Cobi szafy akcesoria",null,null,null,0.0]
["555-1H-COM16-PIM-(1)","1P H PIM Int PDU 8xC13  4xUK R-16A 3m BF","1P H PIM Int PDU 8xC13  4xUK R-16A 3m BF","szt.",0.0,"EXCEL",null,null,null,0.0]
["555-1H-COM16-PIM-(2)","1P H PIM Int PDU 8xC13  4xUK R-16A 3m BF",null,"szt.",0.0,"EXCEL",null,null,null,0.0]
["555-1H-COM16-PIM-8C1","1P H PIM Int PDU 8xC13  4xUK R-16A 3m BF","1P H PIM Int PDU 8xC13  4xUK R-16A 3m BF","szt.",0.0,"EXCEL",null,null,null,0.0]
["555-1H-COM16-POM-(1)","1P H POM Int PDU 8xC13  4xUK R-16A 3m BF","1P H POM Int PDU 8xC13  4xUK R-16A 3m BF","szt.",0.0,"EXCEL",null,null,null,0.0]
["555-1H-COM16-POM-(2)","1P H POM Int PDU 8xC13  4xUK R-16A 3m BF",null,"szt.",0.0,"EXCEL",null,null,null,0.0]
["555-1H-COM16-POM-8C1","1P H POM Int PDU 8xC13  4xUK R-16A 3m BF","1P H POM Int PDU 8xC13  4xUK R-16A 3m BF","szt.",0.0,"EXCEL",null,null,null,0.0]
["555-1H-COM16-POMS(1)","1P H POMS Int PDU 8xC13  4xUK R-16A 3m BF","1P H POMS Int PDU 8xC13  4xUK R-16A 3m BF","szt.",0.0,"EXCEL",null,null,null,0.0]
["555-1H-COM16-POMS(2)","1P H POMS Int PDU 8xC13  4xUK R-16A 3m BF",null,"szt.",0.0,"EXCEL",null,null,null,0.0]
["555-1H-COM16-POMS-8C","1P H POMS Int PDU 8xC13  4xUK R-16A 3m BF","1P H POMS Int PDU 8xC13  4xUK R-16A 3m BF","szt.",0.0,"EXCEL",null,null,null,0.0]
["555-1H-COM16-POS-(1)","1P H POS Int PDU 8xC13  4xUK R-16A 3m BF","1P H POS Int PDU 8xC13  4xUK R-16A 3m BF","szt.",0.0,"EXCEL",null,null,null,0.0]
["555-1H-COM16-POS-(2)","1P H POS Int PDU 8xC13  4xUK R-16A 3m BF",null,"szt.",0.0,"EXCEL",null,null,null,0.0]
["555-1H-COM16-POS-8C1","1P H POS Int PDU 8xC13  4xUK R-16A 3m BF","1P H POS Int PDU 8xC13  4xUK R-16A 3m BF","szt.",0.0,"EXCEL",null,null,null,0.0]
["555-1V-COM32-PIM-(2)","1P V PIM Int PDU 12xC13  4xC19-32A 3m TF","1P V PIM Int PDU 12xC13  4xC19-32A 3m TF","szt.",0.0,"EXCEL",null,null,null,0.0]
["555-1V-COM32-PIM-12C","1P V PIM Int PDU 12xC13  4xC19-32A 3m TF","1P V PIM Int PDU 12xC13  4xC19-32A 3m TF","szt.",0.0,"EXCEL",null,null,null,0.0]
["555-1V-COM16-PIM-(2)","1P V PIM Int PDU 16xC13  4xC19-16A 3m BF","1P V PIM Int PDU 16xC13  4xC19-16A 3m BF","szt.",0.0,"EXCEL",null,null,null,0.0]
["555-1V-COM16-PIM-(8)","1P V PIM Int PDU 16xC13  4xC19-16A 3m BF",null,"szt.",0.0,"EXCEL",null,null,null,0.0]
["555-1V-COM16-PIM-16C","1P V PIM Int PDU 16xC13  4xC19-16A 3m BF","1P V PIM Int PDU 16xC13  4xC19-16A 3m BF","szt.",0.0,"EXCEL",null,null,null,0.0]
["555-1V-COM32-PIM-(3)","1P V PIM Int PDU 16xC13  4xC19-32A 3m BF","1P V PIM Int PDU 16xC13  4xC19-32A 3m BF","szt.",0.0,"EXCEL",null,null,null,0.0]
["555-1V-COM32-PIM-16C","1P V PIM Int PDU 16xC13  4xC19-32A 3m BF","1P V PIM Int PDU 16xC13  4xC19-32A 3m BF","szt.",0.0,"EXCEL",null,null,null,0.0]
["555-1V-COM16-PIM-(1)","1P V PIM Int PDU 16xUK L  8xC13-16A 3m BF","1P V PIM Int PDU 16xUK L  8xC13-16A 3m BF","szt.",0.0,"EXCEL",null,null,null,0.0]
["555-1V-COM16-PIM-(4)","1P V PIM Int PDU 16xUK L  8xC13-16A 3m BF","1P V PIM Int PDU 16xUK L  8xC13-16A 3m BF","szt.",0.0,"EXCEL",null,null,null,0.0]
["555-1V-COM16-PIM-(3)","1P V PIM Int PDU 16xUK L-16A 3m TF","1P V PIM Int PDU 16xUK L-16A 3m TF","szt.",0.0,"EXCEL",null,null,null,0.0]
["555-1V-COM16-PIM-(9)","1P V PIM Int PDU 16xUK L-16A 3m TF",null,"szt.",0.0,"EXCEL",null,null,null,0.0]
["555-1V-COM16-PIM-16U","1P V PIM Int PDU 16xUK L-16A 3m TF","1P V PIM Int PDU 16xUK L-16A 3m TF","szt.",0.0,"EXCEL",null,null,null,0.0]
["555-1V-COM32-PIM-(1)","1P V PIM Int PDU 20xC13  4xC19  4xUK L-32A 3m TF","1P V PIM Int PDU 20xC13  4xC19  4xUK L-32A 3m TF","szt.",0.0,"EXCEL",null,null,null,0.0]
["555-1V-COM32-PIM-(5)","1P V PIM Int PDU 20xC13  4xC19  4xUK L-32A 3m TF","1P V PIM Int PDU 20xC13  4xC19  4xUK L-32A 3m TF","szt.",0.0,"EXCEL",null,null,null,0.0]
["555-1V-COM32-PIM-(4)","1P V PIM Int PDU 20xC13  4xC19-32A 3m BF","1P V PIM Int PDU 20xC13  4xC19-32A 3m BF","szt.",0.0,"EXCEL",null,null,null,0.0]
["555-1V-COM32-PIM-20C","1P V PIM Int PDU 20xC13  4xC19-32A 3m BF","1P V PIM Int PDU 20xC13  4xC19-32A 3m BF","szt.",0.0,"EXCEL",null,null,null,0.0]
["555-1V-COM32-PIM-(6)","1P V PIM Int PDU 20xUK L-32A 3m BF","1P V PIM Int PDU 20xUK L-32A 3m BF","szt.",0.0,"EXCEL",null,null,null,0.0]
["555-1V-COM32-PIM-20U","1P V PIM Int PDU 20xUK L-32A 3m BF","1P V PIM Int PDU 20xUK L-32A 3m BF","szt.",0.0,"EXCEL",null,null,null,0.0]
["555-1V-COM32-PIM-(7)","1P V PIM Int PDU 22xC13  2xC19-32A 3m TF","1P V PIM Int PDU 22xC13  2xC19-32A 3m TF","szt.",0.0,"EXCEL",null,null,null,0.0]
["555-1V-COM32-PIM-22C","1P V PIM Int PDU 22xC13  2xC19-32A 3m TF","1P V PIM Int PDU 22xC13  2xC19-32A 3m TF","szt.",0.0,"EXCEL",null,null,null,0.0]
["555-1V-COM32-PIM-(8)","1P V PIM Int PDU 24xUK L-32A 3m BF","1P V PIM Int PDU 24xUK L-32A 3m BF","szt.",0.0,"EXCEL",null,null,null,0.0]
["555-1V-COM32-PIM-24U","1P V PIM Int PDU 24xUK L-32A 3m BF","1P V PIM Int PDU 24xUK L-32A 3m BF","szt.",0.0,"EXCEL",null,null,null,0.0]
["555-1V-COM16-PIM-(5)","1P V PIM Int PDU 4xC13  4xUK L-16A 3m TF","1P V PIM Int PDU 4xC13  4xUK L-16A 3m TF","szt.",0.0,"EXCEL",null,null,null,0.0]
["555-1V-COM16-PIM-4C1","1P V PIM Int PDU 4xC13  4xUK L-16A 3m TF","1P V PIM Int PDU 4xC13  4xUK L-16A 3m TF","szt.",0.0,"EXCEL",null,null,null,0.0]
["555-1V-C20-PIM-4U(1)","1P V PIM Int PDU 4xUK L  4xC13-C20 3m TF","1P V PIM Int PDU 4xUK L  4xC13-C20 3m TF","szt.",0.0,"EXCEL",null,null,null,0.0]
["555-1V-C20-PIM-4U(2)","1P V PIM Int PDU 4xUK L  4xC13-C20 3m TF",null,"szt.",0.0,"EXCEL",null,null,null,0.0]
["555-1V-C20-PIM-4UKL-","1P V PIM Int PDU 4xUK L  4xC13-C20 3m TF","1P V PIM Int PDU 4xUK L  4xC13-C20 3m TF","szt.",0.0,"EXCEL",null,null,null,0.0]
["555-1V-COM16-PIM-(6)","1P V PIM Int PDU 4xUK L  4xC19-16A 3m BF","1P V PIM Int PDU 4xUK L  4xC19-16A 3m BF","szt.",0.0,"EXCEL",null,null,null,0.0]
["555-1V-COM16-PIM-4UK","1P V PIM Int PDU 4xUK L  4xC19-16A 3m BF","1P V PIM Int PDU 4xUK L  4xC19-16A 3m BF","szt.",0.0,"EXCEL",null,null,null,0.0]
["555-1V-COM32-PIM-(9)","1P V PIM Int PDU 8xC13  4xC19-32A 3m TF","1P V PIM Int PDU 8xC13  4xC19-32A 3m TF","szt.",0.0,"EXCEL",null,null,null,0.0]
["555-1V-COM32-PIM-8C1","1P V PIM Int PDU 8xC13  4xC19-32A 3m TF","1P V PIM Int PDU 8xC13  4xC19-32A 3m TF","szt.",0.0,"EXCEL",null,null,null,0.0]
["555-1V-COM16-PIM-(7)","1P V PIM Int PDU 8xC13  4xUK L-16A 3m TF","1P V PIM Int PDU 8xC13  4xUK L-16A 3m TF","szt.",0.0,"EXCEL",null,null,null,0.0]
["555-1V-COM16-PIM-8C1","1P V PIM Int PDU 8xC13  4xUK L-16A 3m TF","1P V PIM Int PDU 8xC13  4xUK L-16A 3m TF","szt.",0.0,"EXCEL",null,null,null,0.0]
["555-1V-COM32-PIM-8UK","1P V PIM Int PDU 8xUK L  4xC13-32A 3m BF","1P V PIM Int PDU 8xUK L  4xC13-32A 3m BF","szt.",0.0,"EXCEL",null,null,null,0.0]
["555-1V-COM32-POM-(2)","1P V POM Int PDU 12xC13  4xC19-32A 3m TF","1P V POM Int PDU 12xC13  4xC19-32A 3m TF","szt.",0.0,"EXCEL",null,null,null,0.0]
["555-1V-COM32-POM-12C","1P V POM Int PDU 12xC13  4xC19-32A 3m TF","1P V POM Int PDU 12xC13  4xC19-32A 3m TF","szt.",0.0,"EXCEL",null,null,null,0.0]
["555-1V-COM16-POM-(2)","1P V POM Int PDU 16xC13  4xC19-16A 3m BF","1P V POM Int PDU 16xC13  4xC19-16A 3m BF","szt.",0.0,"EXCEL",null,null,null,0.0]
["555-1V-COM16-POM-(8)","1P V POM Int PDU 16xC13  4xC19-16A 3m BF",null,"szt.",0.0,"EXCEL",null,null,null,0.0]
["555-1V-COM16-POM-16C","1P V POM Int PDU 16xC13  4xC19-16A 3m BF","1P V POM Int PDU 16xC13  4xC19-16A 3m BF","szt.",0.0,"EXCEL",null,null,null,0.0]
["555-1V-COM32-POM-(3)","1P V POM Int PDU 16xC13  4xC19-32A 3m BF","1P V POM Int PDU 16xC13  4xC19-32A 3m BF","szt.",0.0,"EXCEL",null,null,null,0.0]
["555-1V-COM32-POM-16C","1P V POM Int PDU 16xC13  4xC19-32A 3m BF","1P V POM Int PDU 16xC13  4xC19-32A 3m BF","szt.",0.0,"EXCEL",null,null,null,0.0]
["555-1V-COM16-POM-(1)","1P V POM Int PDU 16xUK L  8xC13-16A 3m BF","1P V POM Int PDU 16xUK L  8xC13-16A 3m BF","szt.",0.0,"EXCEL",null,null,null,0.0]
["555-1V-COM16-POM-(4)","1P V POM Int PDU 16xUK L  8xC13-16A 3m BF","1P V POM Int PDU 16xUK L  8xC13-16A 3m BF","szt.",0.0,"EXCEL",null,null,null,0.0]
["555-1V-COM16-POM-(3)","1P V POM Int PDU 16xUK L-16A 3m TF","1P V POM Int PDU 16xUK L-16A 3m TF","szt.",0.0,"EXCEL",null,null,null,0.0]
["555-1V-COM16-POM-(9)","1P V POM Int PDU 16xUK L-16A 3m TF",null,"szt.",0.0,"EXCEL",null,null,null,0.0]
["555-1V-COM16-POM-16U","1P V POM Int PDU 16xUK L-16A 3m TF","1P V POM Int PDU 16xUK L-16A 3m TF","szt.",0.0,"EXCEL",null,null,null,0.0]
["555-1V-COM32-POM-(1)","1P V POM Int PDU 20xC13  4xC19  4xUK L-32A 3m TF","1P V POM Int PDU 20xC13  4xC19  4xUK L-32A 3m TF","szt.",0.0,"EXCEL",null,null,null,0.0]
["555-1V-COM32-POM-(5)","1P V POM Int PDU 20xC13  4xC19  4xUK L-32A 3m TF","1P V POM Int PDU 20xC13  4xC19  4xUK L-32A 3m TF","szt.",0.0,"EXCEL",null,null,null,0.0]
["555-1V-COM32-POM-(4)","1P V POM Int PDU 20xC13  4xC19-32A 3m BF","1P V POM Int PDU 20xC13  4xC19-32A 3m BF","szt.",0.0,"EXCEL",null,null,null,0.0]
["555-1V-COM32-POM-20C","1P V POM Int PDU 20xC13  4xC19-32A 3m BF","1P V POM Int PDU 20xC13  4xC19-32A 3m BF","szt.",0.0,"EXCEL",null,null,null,0.0]
["555-1V-COM32-POM-(6)","1P V POM Int PDU 20xUK L-32A 3m BF","1P V POM Int PDU 20xUK L-32A 3m BF","szt.",0.0,"EXCEL",null,null,null,0.0]
["555-1V-COM32-POM-20U","1P V POM Int PDU 20xUK L-32A 3m BF","1P V POM Int PDU 20xUK L-32A 3m BF","szt.",0.0,"EXCEL",null,null,null,0.0]
["555-1V-COM32-POM-(7)","1P V POM Int PDU 22xC13  2xC19-32A 3m TF","1P V POM Int PDU 22xC13  2xC19-32A 3m TF","szt.",0.0,"EXCEL",null,null,null,0.0]
["555-1V-COM32-POM-22C","1P V POM Int PDU 22xC13  2xC19-32A 3m TF","1P V POM Int PDU 22xC13  2xC19-32A 3m TF","szt.",0.0,"EXCEL",null,null,null,0.0]
["555-1V-COM32-POM-(8)","1P V POM Int PDU 24xUK L-32A 3m BF","1P V POM Int PDU 24xUK L-32A 3m BF","szt.",0.0,"EXCEL",null,null,null,0.0]
["555-1V-COM32-POM-24U","1P V POM Int PDU 24xUK L-32A 3m BF","1P V POM Int PDU 24xUK L-32A 3m BF","szt.",0.0,"EXCEL",null,null,null,0.0]
["555-1V-COM16-POM-(5)","1P V POM Int PDU 4xC13  4xUK L-16A 3m TF","1P V POM Int PDU 4xC13  4xUK L-16A 3m TF","szt.",0.0,"EXCEL",null,null,null,0.0]
["555-1V-COM16-POM-4C1","1P V POM Int PDU 4xC13  4xUK L-16A 3m TF","1P V POM Int PDU 4xC13  4xUK L-16A 3m TF","szt.",0.0,"EXCEL",null,null,null,0.0]
["555-1V-C20-POM-4U(1)","1P V POM Int PDU 4xUK L  4xC13-C20 3m TF","1P V POM Int PDU 4xUK L  4xC13-C20 3m TF","szt.",0.0,"EXCEL",null,null,null,0.0]
["555-1V-C20-POM-4U(2)","1P V POM Int PDU 4xUK L  4xC13-C20 3m TF",null,"szt.",0.0,"EXCEL",null,null,null,0.0]
["555-1V-C20-POM-4UKL-","1P V POM Int PDU 4xUK L  4xC13-C20 3m TF","1P V POM Int PDU 4xUK L  4xC13-C20 3m TF","szt.",0.0,"EXCEL",null,null,null,0.0]
["555-1V-COM16-POM-(6)","1P V POM Int PDU 4xUK L  4xC19-16A 3m BF","1P V POM Int PDU 4xUK L  4xC19-16A 3m BF","szt.",0.0,"EXCEL",null,null,null,0.0]
["555-1V-COM16-POM-4UK","1P V POM Int PDU 4xUK L  4xC19-16A 3m BF","1P V POM Int PDU 4xUK L  4xC19-16A 3m BF","szt.",0.0,"EXCEL",null,null,null,0.0]
["555-1V-COM32-POM-(9)","1P V POM Int PDU 8xC13  4xC19-32A 3m TF","1P V POM Int PDU 8xC13  4xC19-32A 3m TF","szt.",0.0,"EXCEL",null,null,null,0.0]
["555-1V-COM32-POM-8C1","1P V POM Int PDU 8xC13  4xC19-32A 3m TF","1P V POM Int PDU 8xC13  4xC19-32A 3m TF","szt.",0.0,"EXCEL",null,null,null,0.0]
["555-1V-COM16-POM-(7)","1P V POM Int PDU 8xC13  4xUK L-16A 3m TF","1P V POM Int PDU 8xC13  4xUK L-16A 3m TF","szt.",0.0,"EXCEL",null,null,null,0.0]
["555-1V-COM16-POM-8C1","1P V POM Int PDU 8xC13  4xUK L-16A 3m TF","1P V POM Int PDU 8xC13  4xUK L-16A 3m TF","szt.",0.0,"EXCEL",null,null,null,0.0]
["555-1V-COM32-POM-8UK","1P V POM Int PDU 8xUK L  4xC13-32A 3m BF","1P V POM Int PDU 8xUK L  4xC13-32A 3m BF","szt.",0.0,"EXCEL",null,null,null,0.0]
["555-1V-COM32-POMS(2)","1P V POMS Int PDU 12xC13  4xC19-32A 3m TF","1P V POMS Int PDU 12xC13  4xC19-32A 3m TF","szt.",0.0,"EXCEL",null,null,null,0.0]
["555-1V-COM32-POMS-12","1P V POMS Int PDU 12xC13  4xC19-32A 3m TF","1P V POMS Int PDU 12xC13  4xC19-32A 3m TF","szt.",0.0,"EXCEL",null,null,null,0.0]
["555-1V-COM16-POMS(3)","1P V POMS Int PDU 16xC13  4xC19-16A 3m BF","1P V POMS Int PDU 16xC13  4xC19-16A 3m BF","szt.",0.0,"EXCEL",null,null,null,0.0]
["555-1V-COM16-POMS(9)","1P V POMS Int PDU 16xC13  4xC19-16A 3m BF",null,"szt.",0.0,"EXCEL",null,null,null,0.0]
["555-1V-COM16-POMS-16","1P V POMS Int PDU 16xC13  4xC19-16A 3m BF","1P V POMS Int PDU 16xC13  4xC19-16A 3m BF","szt.",0.0,"EXCEL",null,null,null,0.0]
["555-1V-COM32-POMS(3)","1P V POMS Int PDU 16xC13  4xC19-32A 3m BF","1P V POMS Int PDU 16xC13  4xC19-32A 3m BF","szt.",0.0,"EXCEL",null,null,null,0.0]
["555-1V-COM32-POMS-16","1P V POMS Int PDU 16xC13  4xC19-32A 3m BF","1P V POMS Int PDU 16xC13  4xC19-32A 3m BF","szt.",0.0,"EXCEL",null,null,null,0.0]
["555-1V-COM16-POMS(2)","1P V POMS Int PDU 16xUK L  8xC13-16A 3m BF","1P V POMS Int PDU 16xUK L  8xC13-16A 3m BF","szt.",0.0,"EXCEL",null,null,null,0.0]
["555-1V-COM16-POMS(5)","1P V POMS Int PDU 16xUK L  8xC13-16A 3m BF","1P V POMS Int PDU 16xUK L  8xC13-16A 3m BF","szt.",0.0,"EXCEL",null,null,null,0.0]
["555-1V-COM16-POMS(1)","1P V POMS Int PDU 16xUK L-16A 3m TF","1P V POMS Int PDU 16xUK L-16A 3m TF","szt.",0.0,"EXCEL",null,null,null,0.0]
["555-1V-COM16-POMS(4)","1P V POMS Int PDU 16xUK L-16A 3m TF","1P V POMS Int PDU 16xUK L-16A 3m TF","szt.",0.0,"EXCEL",null,null,null,0.0]
["555-1V-COM32-POMS(4)","1P V POMS Int PDU 20xC13  4xC19-32A 3m BF","1P V POMS Int PDU 20xC13  4xC19-32A 3m BF","szt.",0.0,"EXCEL",null,null,null,0.0]
["555-1V-COM32-POMS-20","1P V POMS Int PDU 20xC13  4xC19-32A 3m BF","1P V POMS Int PDU 20xC13  4xC19-32A 3m BF","szt.",0.0,"EXCEL",null,null,null,0.0]
["555-1V-COM32-POMS(1)","1P V POMS Int PDU 20xUK L-32A 3m BF","1P V POMS Int PDU 20xUK L-32A 3m BF","szt.",0.0,"EXCEL",null,null,null,0.0]
["555-1V-COM32-POMS(5)","1P V POMS Int PDU 20xUK L-32A 3m BF","1P V POMS Int PDU 20xUK L-32A 3m BF","szt.",0.0,"EXCEL",null,null,null,0.0]
["555-1V-COM32-POMS(6)","1P V POMS Int PDU 22xC13  2xC19-32A 3m TF","1P V POMS Int PDU 22xC13  2xC19-32A 3m TF","szt.",0.0,"EXCEL",null,null,null,0.0]
["555-1V-COM32-POMS-22","1P V POMS Int PDU 22xC13  2xC19-32A 3m TF","1P V POMS Int PDU 22xC13  2xC19-32A 3m TF","szt.",0.0,"EXCEL",null,null,null,0.0]
["555-1V-COM32-POMS(7)","1P V POMS Int PDU 24xUK L-32A 3m BF","1P V POMS Int PDU 24xUK L-32A 3m BF","szt.",0.0,"EXCEL",null,null,null,0.0]
["555-1V-COM32-POMS-24","1P V POMS Int PDU 24xUK L-32A 3m BF","1P V POMS Int PDU 24xUK L-32A 3m BF","szt.",0.0,"EXCEL",null,null,null,0.0]
["555-1V-COM16-POMS(6)","1P V POMS Int PDU 4xC13  4xUK L-16A 3m TF","1P V POMS Int PDU 4xC13  4xUK L-16A 3m TF","szt.",0.0,"EXCEL",null,null,null,0.0]
["555-1V-COM16-POMS-4C","1P V POMS Int PDU 4xC13  4xUK L-16A 3m TF","1P V POMS Int PDU 4xC13  4xUK L-16A 3m TF","szt.",0.0,"EXCEL",null,null,null,0.0]
["555-1V-C20-POMS-4(1)","1P V POMS Int PDU 4xUK L  4xC13-C20 3m TF","1P V POMS Int PDU 4xUK L  4xC13-C20 3m TF","szt.",0.0,"EXCEL",null,null,null,0.0]
["555-1V-C20-POMS-4(2)","1P V POMS Int PDU 4xUK L  4xC13-C20 3m TF",null,"szt.",0.0,"EXCEL",null,null,null,0.0]
["555-1V-C20-POMS-4UKL","1P V POMS Int PDU 4xUK L  4xC13-C20 3m TF","1P V POMS Int PDU 4xUK L  4xC13-C20 3m TF","szt.",0.0,"EXCEL",null,null,null,0.0]
["555-1V-COM16-POMS(7)","1P V POMS Int PDU 4xUK L  4xC19-16A 3m BF","1P V POMS Int PDU 4xUK L  4xC19-16A 3m BF","szt.",0.0,"EXCEL",null,null,null,0.0]
["555-1V-COM16-POMS-4U","1P V POMS Int PDU 4xUK L  4xC19-16A 3m BF","1P V POMS Int PDU 4xUK L  4xC19-16A 3m BF","szt.",0.0,"EXCEL",null,null,null,0.0]
["555-1V-COM32-POMS(8)","1P V POMS Int PDU 8xC13  4xC19-32A 3m TF","1P V POMS Int PDU 8xC13  4xC19-32A 3m TF","szt.",0.0,"EXCEL",null,null,null,0.0]
["555-1V-COM32-POMS-8C","1P V POMS Int PDU 8xC13  4xC19-32A 3m TF","1P V POMS Int PDU 8xC13  4xC19-32A 3m TF","szt.",0.0,"EXCEL",null,null,null,0.0]
["555-1V-COM16-POMS(8)","1P V POMS Int PDU 8xC13  4xUK L-16A 3m TF","1P V POMS Int PDU 8xC13  4xUK L-16A 3m TF","szt.",0.0,"EXCEL",null,null,null,0.0]
["555-1V-COM16-POMS-8C","1P V POMS Int PDU 8xC13  4xUK L-16A 3m TF","1P V POMS Int PDU 8xC13  4xUK L-16A 3m TF","szt.",0.0,"EXCEL",null,null,null,0.0]
["555-1V-COM32-POMS(9)","1P V POMS Int PDU 8xUK L  4xC13-32A 3m BF","1P V POMS Int PDU 8xUK L  4xC13-32A 3m BF","szt.",0.0,"EXCEL",null,null,null,0.0]
["555-1V-COM32-POMS-8U","1P V POMS Int PDU 8xUK L  4xC13-32A 3m BF","1P V POMS Int PDU 8xUK L  4xC13-32A 3m BF","szt.",0.0,"EXCEL",null,null,null,0.0]
["555-1V-COM32-POS-(2)","1P V POS Int PDU 12xC13  4xC19-32A 3m TF","1P V POS Int PDU 12xC13  4xC19-32A 3m TF","szt.",0.0,"EXCEL",null,null,null,0.0]
["555-1V-COM32-POS-12C","1P V POS Int PDU 12xC13  4xC19-32A 3m TF","1P V POS Int PDU 12xC13  4xC19-32A 3m TF","szt.",0.0,"EXCEL",null,null,null,0.0]
["555-1V-COM16-POS-(2)","1P V POS Int PDU 16xC13  4xC19-16A 3m BF","1P V POS Int PDU 16xC13  4xC19-16A 3m BF","szt.",0.0,"EXCEL",null,null,null,0.0]
["555-1V-COM16-POS-(8)","1P V POS Int PDU 16xC13  4xC19-16A 3m BF",null,"szt.",0.0,"EXCEL",null,null,null,0.0]
["555-1V-COM16-POS-16C","1P V POS Int PDU 16xC13  4xC19-16A 3m BF","1P V POS Int PDU 16xC13  4xC19-16A 3m BF","szt.",0.0,"EXCEL",null,null,null,0.0]
["555-1V-COM32-POS-(3)","1P V POS Int PDU 16xC13  4xC19-32A 3m BF","1P V POS Int PDU 16xC13  4xC19-32A 3m BF","szt.",0.0,"EXCEL",null,null,null,0.0]
["555-1V-COM32-POS-16C","1P V POS Int PDU 16xC13  4xC19-32A 3m BF","1P V POS Int PDU 16xC13  4xC19-32A 3m BF","szt.",0.0,"EXCEL",null,null,null,0.0]
["555-1V-COM16-POS-(1)","1P V POS Int PDU 16xUK L  8xC13-16A 3m BF","1P V POS Int PDU 16xUK L  8xC13-16A 3m BF","szt.",0.0,"EXCEL",null,null,null,0.0]
["555-1V-COM16-POS-(4)","1P V POS Int PDU 16xUK L  8xC13-16A 3m BF","1P V POS Int PDU 16xUK L  8xC13-16A 3m BF","szt.",0.0,"EXCEL",null,null,null,0.0]
["555-1V-COM16-POS-(3)","1P V POS Int PDU 16xUK L-16A 3m TF","1P V POS Int PDU 16xUK L-16A 3m TF","szt.",0.0,"EXCEL",null,null,null,0.0]
["555-1V-COM16-POS-(9)","1P V POS Int PDU 16xUK L-16A 3m TF",null,"szt.",0.0,"EXCEL",null,null,null,0.0]
["555-1V-COM16-POS-16U","1P V POS Int PDU 16xUK L-16A 3m TF","1P V POS Int PDU 16xUK L-16A 3m TF","szt.",0.0,"EXCEL",null,null,null,0.0]
["555-1V-COM32-POS-(1)","1P V POS Int PDU 20xC13  4xC19  4xUK L-32A 3m TF","1P V POS Int PDU 20xC13  4xC19  4xUK L-32A 3m TF","szt.",0.0,"EXCEL",null,null,null,0.0]
["555-1V-COM32-POS-(5)","1P V POS Int PDU 20xC13  4xC19  4xUK L-32A 3m TF","1P V POS Int PDU 20xC13  4xC19  4xUK L-32A 3m TF","szt.",0.0,"EXCEL",null,null,null,0.0]
["555-1V-COM32-POS-(4)","1P V POS Int PDU 20xC13  4xC19-32A 3m BF","1P V POS Int PDU 20xC13  4xC19-32A 3m BF","szt.",0.0,"EXCEL",null,null,null,0.0]
["555-1V-COM32-POS-20C","1P V POS Int PDU 20xC13  4xC19-32A 3m BF","1P V POS Int PDU 20xC13  4xC19-32A 3m BF","szt.",0.0,"EXCEL",null,null,null,0.0]
["555-1V-COM32-POS-(6)","1P V POS Int PDU 20xUK L-32A 3m BF","1P V POS Int PDU 20xUK L-32A 3m BF","szt.",0.0,"EXCEL",null,null,null,0.0]
["555-1V-COM32-POS-20U","1P V POS Int PDU 20xUK L-32A 3m BF","1P V POS Int PDU 20xUK L-32A 3m BF","szt.",0.0,"EXCEL",null,null,null,0.0]
["555-1V-COM32-POS-(7)","1P V POS Int PDU 22xC13  2xC19-32A 3m TF","1P V POS Int PDU 22xC13  2xC19-32A 3m TF","szt.",0.0,"EXCEL",null,null,null,0.0]
["555-1V-COM32-POS-22C","1P V POS Int PDU 22xC13  2xC19-32A 3m TF","1P V POS Int PDU 22xC13  2xC19-32A 3m TF","szt.",0.0,"EXCEL",null,null,null,0.0]
["555-1V-COM32-POS-(8)","1P V POS Int PDU 24xUK L-32A 3m BF","1P V POS Int PDU 24xUK L-32A 3m BF","szt.",0.0,"EXCEL",null,null,null,0.0]
["555-1V-COM32-POS-24U","1P V POS Int PDU 24xUK L-32A 3m BF","1P V POS Int PDU 24xUK L-32A 3m BF","szt.",0.0,"EXCEL",null,null,null,0.0]
["555-1V-COM16-POS-(5)","1P V POS Int PDU 4xC13  4xUK L-16A 3m TF","1P V POS Int PDU 4xC13  4xUK L-16A 3m TF","szt.",0.0,"EXCEL",null,null,null,0.0]
["555-1V-COM16-POS-4C1","1P V POS Int PDU 4xC13  4xUK L-16A 3m TF","1P V POS Int PDU 4xC13  4xUK L-16A 3m TF","szt.",0.0,"EXCEL",null,null,null,0.0]
["555-1V-C20-POS-4U(1)","1P V POS Int PDU 4xUK L  4xC13-C20 3m TF","1P V POS Int PDU 4xUK L  4xC13-C20 3m TF","szt.",0.0,"EXCEL",null,null,null,0.0]
["555-1V-C20-POS-4U(2)","1P V POS Int PDU 4xUK L  4xC13-C20 3m TF",null,"szt.",0.0,"EXCEL",null,null,null,0.0]
["555-1V-C20-POS-4UKL-","1P V POS Int PDU 4xUK L  4xC13-C20 3m TF","1P V POS Int PDU 4xUK L  4xC13-C20 3m TF","szt.",0.0,"EXCEL",null,null,null,0.0]
["555-1V-COM16-POS-(6)","1P V POS Int PDU 4xUK L  4xC19-16A 3m BF","1P V POS Int PDU 4xUK L  4xC19-16A 3m BF","szt.",0.0,"EXCEL",null,null,null,0.0]
["555-1V-COM16-POS-4UK","1P V POS Int PDU 4xUK L  4xC19-16A 3m BF","1P V POS Int PDU 4xUK L  4xC19-16A 3m BF","szt.",0.0,"EXCEL",null,null,null,0.0]
["555-1V-COM32-POS-(9)","1P V POS Int PDU 8xC13  4xC19-32A 3m TF","1P V POS Int PDU 8xC13  4xC19-32A 3m TF","szt.",0.0,"EXCEL",null,null,null,0.0]
["555-1V-COM32-POS-8C1","1P V POS Int PDU 8xC13  4xC19-32A 3m TF","1P V POS Int PDU 8xC13  4xC19-32A 3m TF","szt.",0.0,"EXCEL",null,null,null,0.0]
["555-1V-COM16-POS-(7)","1P V POS Int PDU 8xC13  4xUK L-16A 3m TF","1P V POS Int PDU 8xC13  4xUK L-16A 3m TF","szt.",0.0,"EXCEL",null,null,null,0.0]
["555-1V-COM16-POS-8C1","1P V POS Int PDU 8xC13  4xUK L-16A 3m TF","1P V POS Int PDU 8xC13  4xUK L-16A 3m TF","szt.",0.0,"EXCEL",null,null,null,0.0]
["555-1V-COM32-POS-8UK","1P V POS Int PDU 8xUK L  4xC13-32A 3m BF","1P V POS Int PDU 8xUK L  4xC13-32A 3m BF","szt.",0.0,"EXCEL",null,null,null,0.0]
[5010011.0,"1U panel 16 portowy bnc","1U panel 16 portowy bnc","szt.",0.0,"Cobi szafy akcesoria",null,null,null,0.0]
["5010 068/1/C","1U panel maskujący RAL 9005 czarny","1U panel maskujący RAL 9005 czarny","szt.",18.69,"Cobi szafy akcesoria",null,null,null,0.0]
["200-866","1UM LIGHT GREEN LAPPING FILM","1UM LIGHT GREEN LAPPING FILM","szt.",0.0,"EXCEL",null,null,null,0.0]
["202-112","2.25mm OVEN PROTECTOR TUBES PK24","2.25mm OVEN PROTECTOR TUBES PK24","szt.",0.0,"EXCEL",null,null,null,25.94]
["550-260-V2","20 PAIR BOX CONNECTION UNLOADED","20 PAIR BOX CONNECTION UNLOADED","szt.",0.0,"EXCEL",null,null,null,9.8]
["209-D12-OM4-9LC-79","209-D12-OM4-9LC-9LC-BK-7900 Excel FO Distribution ","209-D12-OM4-9LC-9LC-BK-7900  Excel FO Distribution Assembly 12 Core OM4 LC(900) LC(900) 79m ","szt.",0.0,"EXCEL",null,null,null,0.0]
["209-D12-OM4-9LC-86","209-D12-OM4-9LC-9LC-BK-8600 Excel FO Distributio","209-D12-OM4-9LC-9LC-BK-8600 Excel FO Distribution Assembly 12 Core OM4 LC(900) LC(900) 86m ","szt.",0.0,"EXCEL",null,null,null,0.0]
["209-D12-OM4-9LC-95","209-D12-OM4-9LC-9LC-BK-9500 Excel FO Distributio","209-D12-OM4-9LC-9LC-BK-9500 Excel FO Distribution Assembly 12 Core OM4 LC(900) LC(900) 95m ","szt.",0.0,"EXCEL",null,null,null,0.0]
["2001POFP","20AWG 1PR Data Cable LSZH Eca Type 8762 X 1M GREY",null,"szt.",0.0,"EXCEL",null,null,null,2.62]
["Z-C6A-20-GE-FTP-AA-L","20MTR CAT6A GREY LSOH BOOTED PATCH LEADS","20MTR CAT6A GREY LSOH BOOTED PATCH LEADS","szt.",0.0,"EXCEL",null,null,null,0.0]
["F1820","20Ux600x600 SZAFKA WISZĄCA IP55 - drzwi przednie s","20Ux600x600 SZAFKA WISZĄCA IP55 - drzwi przednie szklane","szt.",3789.89,"TECNOSTEEL",null,null,null,0.0]
["F1820M","20Ux600x600 SZAFKA WISZĄCA IP65 - drzwi przednie p","20Ux600x600 SZAFKA WISZĄCA IP65 - drzwi przednie pełne","szt.",3166.04,"TECNOSTEEL",null,null,null,0.0]
["F1820MEST","20Ux600x600 SZAFKA WISZĄCA ZEWNĘTRZNA IP65 - dodat","20Ux600x600 SZAFKA WISZĄCA ZEWNĘTRZNA IP65 - dodatkowy dach","szt.",4164.2,"TECNOSTEEL",null,null,null,0.0]
["21A","21A SURGE ARRESTOR FOR USE WITH 5B (PACK 10)","21A SURGE ARRESTOR FOR USE WITH 5B (PACK 10)","szt.",0.0,"EXCEL",null,null,null,0.0]
["R00-0621","21U 600mm gł. wisząca szara","21U 600MM GŁ. wisząca szara - zdejmowane osłony boczne ","szt.",875.47,"Cobi szafy",null,null,null,0.0]
["2201P0FP","22AWG 1PR Data Cable LSZH Eca Type 8761 X 1M GREY",null,"szt.",0.0,"EXCEL",null,null,null,2.0]
["2201POFP-250","22AWG 1PR Data Cable LSZH Eca Type 8761 X 250M GY",null,"szt.",0.0,"EXCEL",null,null,null,521.26]
["2202PIFPP100","22AWG 2PR Data Cable LSZH Eca Type 8723 X 100M GY",null,"szt.",0.0,"EXCEL",null,null,null,252.56]
["2202PIFPP100W","22AWG 2PR Data Cable LSZH Eca Type 8723 X 100M WH",null,"szt.",0.0,"EXCEL",null,null,null,252.56]
["2202PIFPP","22AWG 2PR Data Cable LSZH Eca Type 8723 X 1M GREY",null,"szt.",0.0,"EXCEL",null,null,null,2.52]
["2202PIFPPW-500","22AWG 2PR Data Cable LSZH Eca Type 8723 X 500M WH",null,"szt.",0.0,"EXCEL",null,null,null,752.48]
["2202PIFPE","22AWG 2PR Data Cable PE Outersheath Fca 1M BK",null,"szt.",0.0,"EXCEL",null,null,null,3.2]
["2203PIFPP","22AWG 3PR Data Cable LSZH Eca Type 8777 X 1M GREY",null,"szt.",0.0,"EXCEL",null,null,null,5.04]
["202-081","230VAC CURING OVEN INCLUDING CONN BLOCK","230VAC CURING OVEN INCLUDING CONN BLOCK","szt.",0.0,"EXCEL",null,null,null,432.48]
["202-041","24 Fibre junction splice box - splice kit","24 Fibre junction splice box - splice kit","szt.",0.0,"EXCEL",null,null,null,75.68]
["202-036","24 PORT ST 2 DOOR LOCKABLE PATCH BOX - LOADED","24 PORT ST 2 DOOR LOCKABLE PATCH BOX - LOADED","szt.",0.0,"EXCEL",null,null,null,86.5]
["200-391","24 WAY SPLICE BRIDGE","24 WAY SPLICE BRIDGE","szt.",0.0,"EXCEL",null,null,null,1.24]
["200-994","24 X ST ADAPTOR PLATE FOR 200-987","24 X ST ADAPTOR PLATE FOR 200-987","szt.",0.0,"EXCEL",null,null,null,13.08]
["2410COFV","24AWG 10C Data Cbl F/SCR LSZH Eca Type 9540 X1M GY",null,"szt.",0.0,"EXCEL",null,null,null,3.22]
["2410COFV-100","24AWG 10C Data Cbl F/SCR LSZH Eca Type9540X100M GY",null,"szt.",0.0,"EXCEL",null,null,null,324.58]
["2410POFV","24AWG 10PR Data Cable LSZH Eca Type 9510 X 1M GREY",null,"szt.",0.0,"EXCEL",null,null,null,7.74]
["2401POFV-100","24AWG 1PR Data Cable LSZH Eca Type 9501 X 100M GY",null,"szt.",0.0,"EXCEL",null,null,null,0.0]
["2401POFV","24AWG 1PR Data Cable LSZH Eca Type 9501 X 1M GREY",null,"szt.",0.0,"EXCEL",null,null,null,2.0]
["2401PEFBS","24AWG 1PR Data Cable LSZH Eca Type 9841 X 1M GREY",null,"szt.",0.0,"EXCEL",null,null,null,4.74]
["2402POFV-100","24AWG 2PR Data Cable LSZH Eca Type 9502 X 100M GY",null,"szt.",0.0,"EXCEL",null,null,null,263.36]
["2402POFV","24AWG 2PR Data Cable LSZH Eca Type 9502 X 1M GREY",null,"szt.",0.0,"EXCEL",null,null,null,2.68]
["2402PEFBS","24AWG 2PR Data Cable LSZH Eca Type 9842 X 1M GREY",null,"szt.",0.0,"EXCEL",null,null,null,6.16]
["2403POFV-100","24AWG 3PR Data Cable LSZH Eca Type 9503 X 100M GY",null,"szt.",0.0,"EXCEL",null,null,null,324.64]
["2403POFV","24AWG 3PR Data Cable LSZH Eca Type 9503 X 1M GREY",null,"szt.",0.0,"EXCEL",null,null,null,3.22]
["2404COFV","24AWG 4C Data Cable SCR LSZH Eca Type 9534 X 1M GY",null,"szt.",0.0,"EXCEL",null,null,null,1.76]
["2404COFV1","24AWG 4C Data Cbl SCR LSZH Eca Type 534 X 100M GY",null,"szt.",0.0,"EXCEL",null,null,null,176.5]
["2404POFV-100","24AWG 4PR Data Cable LSZH Eca Type 9504 X 100M GY",null,"szt.",0.0,"EXCEL",null,null,null,357.94]
["2404POFV","24AWG 4PR Data Cable LSZH Eca Type 9504 X 1M GREY",null,"szt.",0.0,"EXCEL",null,null,null,3.58]
["2406COFV","24AWG 6C Data Cbl F/SCR LSZH Eca Type 9536 X 1M GY",null,"szt.",0.0,"EXCEL",null,null,null,2.26]
["2406COFV-100","24AWG 6C Data Cbl F/SCR LSZH Eca Type9536 X100M GY",null,"szt.",0.0,"EXCEL",null,null,null,223.1]
["2406POFV","24AWG 6PR Data Cable LSZH Eca Type 9506 X 1M GREY",null,"szt.",0.0,"EXCEL",null,null,null,4.78]
["2408COFV","24AWG 8C Data Cbl F/SCR LSZH Eca Type 9538 X 1M GY",null,"szt.",0.0,"EXCEL",null,null,null,2.62]
["2408COFV-WT","24AWG 8C Data Cbl F/SCR LSZH Eca Type 9538 X 1M WH",null,"szt.",0.0,"EXCEL",null,null,null,1.22]
["2408COFV-100","24AWG 8C Data Cbl F/SCR LSZH Eca Type9538 X100M GY",null,"szt.",0.0,"EXCEL",null,null,null,257.64]
["2408COFV-100-WT","24AWG 8C Data Cbl F/SCR LSZH Eca Type9538 X100M WH","aura 24AWG 8C DATA CBL F/SCR LSOH Eca 9538X100M WT","szt.",0.0,"EXCEL",null,null,null,91.64]
["2408COFV-250-WT","24AWG 8C Data Cbl F/SCR LSZH Eca Type9538 X250M WH","aura 24AWG 8C DATA CBL F/SCR LSOH Eca 9538X25M WT","szt.",0.0,"EXCEL",null,null,null,229.1]
["P6824 SP","24U SZAFA Progress o szer. 600 mm - 24U 600x800","24U SZAFA Progress o szer. 600 mm - 24U 600x800 (wys. z cokołem 1257 mm) - kolor szary RAL7035","szt.",0.0,"TECNOSTEEL",null,null,null,0.0]
["F8710IP2M","25Ux600x600 SZAFA IP55 drzwi przednie pełne, drzwi","25Ux600x600 SZAFA IP55 drzwi przednie pełne, drzwi tylne pełne, osłony boczne pełne","szt.",4444.93,"TECNOSTEEL",null,null,null,0.0]
["F8710IPM","25Ux600x600 SZAFA IP55 drzwi przednie pełne, osłon","25Ux600x600 SZAFA IP55 drzwi przednie pełne, osłony boczne i tylna pełne","szt.",4039.43,"TECNOSTEEL",null,null,null,0.0]
["F8710IPVM","25Ux600x600 SZAFA IP55 drzwi przednie szklane, drz","25Ux600x600 SZAFA IP55 drzwi przednie szklane, drzwi tylne pełne, osłony boczne pełne","szt.",5380.7,"TECNOSTEEL",null,null,null,0.0]
["F8710IPV","25Ux600x600 SZAFA IP55 drzwi przednie szklane, osł","25Ux600x600 SZAFA IP55 drzwi przednie szklane, osłony boczne i tylna pełne","szt.",4756.85,"TECNOSTEEL",null,null,null,0.0]
["F8711IP2M","25Ux600x800 SZAFA IP55 drzwi przednie pełne, drzwi","25Ux600x800 SZAFA IP55 drzwi przednie pełne, drzwi tylne pełne, osłony boczne pełne","szt.",4522.91,"TECNOSTEEL",null,null,null,0.0]
["F8711IPM","25Ux600x800 SZAFA IP55 drzwi przednie pełne, osłon","25Ux600x800 SZAFA IP55 drzwi przednie pełne, osłony boczne i tylna pełne","szt.",4195.39,"TECNOSTEEL",null,null,null,0.0]
["F8711IPVM","25Ux600x800 SZAFA IP55 drzwi przednie szklane, drz","25Ux600x800 SZAFA IP55 drzwi przednie szklane, drzwi tylne pełne, osłony boczne pełne","szt.",5489.88,"TECNOSTEEL",null,null,null,0.0]
["F8711IPV","25Ux600x800 SZAFA IP55 drzwi przednie szklane, osł","25Ux600x800 SZAFA IP55 drzwi przednie szklane, osłony boczne i tylna pełne","szt.",4944.01,"TECNOSTEEL",null,null,null,0.0]
["F8712IP2M","25Ux800x800 SZAFA IP55 drzwi przednie pełne, drzwi","25Ux800x800 SZAFA IP55 drzwi przednie pełne, drzwi tylne pełne, osłony boczne pełne","szt.",5115.57,"TECNOSTEEL",null,null,null,0.0]
["F8712IPM","25Ux800x800 SZAFA IP55 drzwi przednie pełne, osłon","25Ux800x800 SZAFA IP55 drzwi przednie pełne, osłony boczne i tylna pełne","szt.",4585.3,"TECNOSTEEL",null,null,null,0.0]
["F8712IPVM","25Ux800x800 SZAFA IP55 drzwi przednie szklane, drz","25Ux800x800 SZAFA IP55 drzwi przednie szklane, drzwi tylne pełne, osłony boczne pełne","szt.",6020.15,"TECNOSTEEL",null,null,null,0.0]
["F8712IPV","25Ux800x800 SZAFA IP55 drzwi przednie szklane, osł","25Ux800x800 SZAFA IP55 drzwi przednie szklane, osłony boczne i tylna pełne","szt.",5528.87,"TECNOSTEEL",null,null,null,0.0]
["KTDW-UU5L-EP-03","2LAN CAT 5e U/UTP LSOH 125 MHz Eca 305m","2LAN CAT 5e U/UTP LSOH 125 MHz Eca 305m","m",0.0,"Cobi Cu kable",null,null,null,0.0]
["2MKB-N5B","2LAN CAT 5e Unshielded Keystone Jack","2LAN CAT 5e Unshielded Keystone Jack","szt.",10.0,"2LAN",null,null,null,0.0]
["2MKB-N6B","2LAN CAT 6 Unshielded Keystone Jack","2LAN CAT 6 Unshielded Keystone Jack","szt.",11.88,"2LAN",null,null,null,0.0]
["2MKB-N6AB","2LAN CAT 6A Unshielded Keystone Jack","2LAN CAT 6A Unshielded Keystone Jack","szt.",15.52,"2LAN",null,null,null,0.0]
["KTDW-UU5L-DP-03","2LAN Kabel U/UTP kat.5e LSFR0H, Dca, 200MHz, CU, d","2LAN Kabel U/UTP kat.5e LSFR0H, Dca, 200MHz, CU, drut, 4x2xAWG24, wewnętrzny, 305m,  pomarańczowy","m",1.88,"2LAN",null,null,null,0.0]
["2PK-24","2LAN Panel krosowy teleinformatyczny 1U 24 portowy","2LAN Panel krosowy teleinformatyczny 1U 24 portowy, niewyposazony, 4 uchylne, wymienne sekcje po 6 portów, pole opisowe","szt.",0.0,"2LAN",null,null,null,0.0]
["2PK6-24N","2LAN Panel krosowy teleinformatyczny 1U kat.6 24-p","2LAN Panel krosowy teleinformatyczny 1U kat.6 24-portowy nieekranowany","szt.",126.96,"2LAN",null,null,null,0.0]
["Z-2MMICROHDMI","2m HDMI to HDMI micro lead for MAY-M3045VEXT","2m HDMI to HDMI micro lead for MAY-M3045VEXT","szt.",0.0,"EXCEL",null,null,null,0.0]
["202-107","2-PORT LC QUAD 8-CORE MULTIMODE LOADED","2-PORT LC QUAD 8-CORE MULTIMODE LOADED","szt.",0.0,"EXCEL",null,null,null,30.06]
["MX-SMB-MM-02","2-PORT MX-SM MM DUPLEX BEZEL,  WHITE, BAG OF 10 PC","2-PORT MX-SM MM DUPLEX BEZEL,  WHITE, BAG OF 10 PCS","szt.",0.0,"SIEMON",null,null,null,10.82]
["MX-SMB-SC-02","2-PORT MX-SM SC DUPLEX BEZEL, WHITE","2-PORT MX-SM SC DUPLEX BEZEL, WHITE","szt.",0.0,"SIEMON",null,null,null,15.44]
["5010 068/2/C","2U panel maskujący RAL 9005 czarny","2U panel maskujący RAL 9005 czarny","szt.",25.12,"Cobi szafy akcesoria",null,null,null,0.0]
["550-261-V2","2WAY CONNECTION BOX + 2x10PR 237A TERMSTRIP","2WAY CONNECTION BOX + 2x10PR 237A TERMSTRIP","szt.",0.0,"EXCEL",null,null,null,19.82]
["AR-30-252","2x Euro Module Wall Plate Black Plastic","2x Euro Module Wall Plate Brushed Stainless","szt.",0.0,"EXCEL",null,null,null,1.86]
["AR-30-352","2x Euro Module Wall Plate Brushed Stainless","2x Euro Module Wall Plate Brushed Stainless","szt.",0.0,"EXCEL",null,null,null,7.2]
["200-868","3.0UM DARK PINK LAPPING FILM","3.0UM DARK PINK LAPPING FILM","szt.",0.0,"EXCEL",null,null,null,0.0]
["AR-03-009","3.5mm Jack Audio Cable 10Mtr","3.5mm Jack Audio Cable 10Mtr","szt.",0.0,"EXCEL",null,null,null,10.1]
["AR-03-010","3.5mm Jack Audio Cable 15Mtr","3.5mm Jack Audio Cable 15Mtr","szt.",0.0,"EXCEL",null,null,null,13.38]
["AR-03-005","3.5mm Jack Audio Cable 1Mtr","3.5mm Jack Audio Cable 1Mtr","szt.",0.0,"EXCEL",null,null,null,4.74]
["AR-03-006","3.5mm Jack Audio Cable 2Mtr","3.5mm Jack Audio Cable 2Mtr","szt.",0.0,"EXCEL",null,null,null,5.22]
["AR-03-007","3.5mm Jack Audio Cable 3Mtr","3.5mm Jack Audio Cable 3Mtr","szt.",0.0,"EXCEL",null,null,null,5.78]
["AR-03-008","3.5mm Jack Audio Cable 5Mtr","3.5mm Jack Audio Cable 5Mtr","szt.",0.0,"EXCEL",null,null,null,7.2]
["AR-03-004","3.5mm Jack to Phono Audio Cable 10Mtr","3.5mm Jack to Phono Audio Cable 10Mtr","szt.",0.0,"EXCEL",null,null,null,11.62]
["AR-03-001","3.5mm Jack to Phono Audio Cable 1Mtr","3.5mm Jack to Phono Audio Cable 1Mtr","szt.",0.0,"EXCEL",null,null,null,5.52]
["AR-03-002","3.5mm Jack to Phono Audio Cable 3Mtr","3.5mm Jack to Phono Audio Cable 3Mtr","szt.",0.0,"EXCEL",null,null,null,6.66]
["AR-03-003","3.5mm Jack to Phono Audio Cable 5Mtr","3.5mm Jack to Phono Audio Cable 5Mtr","szt.",0.0,"EXCEL",null,null,null,8.34]
["200-876","30UM GREEN LAPPING FILM","30UM GREEN LAPPING FILM","szt.",0.0,"EXCEL",null,null,null,0.0]
["F3068N","32A 220V listwa zasilająca 4 gniazda C19 4 termicz","32A 220V listwa zasilająca 4 gniazda C19 4 termiczne wyłączniki, 4 kontrolki, długość przewodu 3m, wtyk IEC60309 - kolor czarny RAL9005","szt.",1298.34,"TECNOSTEEL",null,null,null,0.0]
["F3067","32A 220V listwa zasilająca 6+6 gniazd IEC320 C13, ","32A 220V listwa zasilająca 6+6 gniazd IEC320 C13, 2 termiczne wyłączniki, 2 kontrolki, wtyk IEC60309 - kolor czarny RAL9005","szt.",1037.4,"TECNOSTEEL",null,null,null,0.0]
["F3071N","32A 220V listwa zasilająca, konfiguracja gniazd 6+","32A 220V listwa zasilająca, konfiguracja gniazd 6+18 IEC320 C19+C13, cyfrowy amperomierz, uchwyty montażowe, wtyk IEC60309, zestaw uchwytów montażowych - kolor czarny RAL9005","szt.",2026.67,"TECNOSTEEL",null,null,null,0.0]
["T3702 ","32A PDU 3phases - 18xC13+6xC19, individual LED","32A PDU 3phases - 18xC13+6xC19, individual LED, 3x16A circuit breakers - Switched - RADIUS - It monitors the total current and the ON/OFF of each outlet - 0U","szt.",5928.77,"Cobi szafy akcesoria",null,null,null,0.0]
["P6633 SP","33U SZAFA Progress o szer. 600 mm - 33U 600x600 (w","33U SZAFA Progress o szer. 600 mm - 33U 600x600 (wys. z cokołem 1656 mm) - kolor szary RAL7035","szt.",0.0,"TECNOSTEEL",null,null,null,0.0]
["F9200","35W WYMIENNIK - mocowany na osłonie bocznej - 325x","35W WYMIENNIK - mocowany na osłonie bocznej - 325x144x780h","szt.",3046.34,"TECNOSTEEL",null,null,null,0.0]
["Z-3MMICROHDMI","3m HDMI to HDMI micro lead for MAY-M3045VEXT","3m HDMI to HDMI micro lead for MAY-M3045VEXT","szt.",0.0,"EXCEL",null,null,null,0.0]
["5010 068/3/C","3U panel maskujący RAL 9005 czarny","3U panel maskujący RAL 9005 czarny","szt.",33.39,"Cobi szafy akcesoria",null,null,null,0.0]
["550-266-V2","4 PAIR IN-LINE CONNECTION BOX TYPE 78A","4 PAIR IN-LINE CONNECTION BOX TYPE 78A","szt.",0.0,"EXCEL",null,null,null,4.04]
["200-995","4 X SC DUPLEX ADAPTOR PLATE FOR 200-985","4 X SC DUPLEX ADAPTOR PLATE FOR 200-985","szt.",0.0,"EXCEL",null,null,null,6.28]
["5015 043/L","4,5U Szafa wisząca PREMIUM 545x350x260H","4,5U Szafa wisząca PREMIUM 545x350x260H stały stelaż 19\"","szt.",252.99,"Cobi szafy",null,null,null,0.0]
["RC11-6142","42U Rack 600x1000mm","42U Rack 600x1000mm","szt.",2469.45,"Cobi szafy",null,null,null,0.0]
["RC11-6842-P1-WS","42U Rack 600x800mm, Single Vented Front Door, Sing","42U Rack 600x800mm, Single Vented Front Door, Single Vented Rear Door, Steel Side Panels, 4-Way Vent. Panel, Castors, 3x Shelves 550mm, Black","szt.",0.0,"Cobi szafy",null,null,null,0.0]
["F6642 OF ","42U SZAFA Progress o szer. 600 mm - 42U 600x600","42U SZAFA Progress o szer. 600 mm - 42U 600x600 - bez drzwi i osłon - kolor szary RAL7035","szt.",0.0,"TECNOSTEEL",null,null,null,0.0]
["P6642 OF N","42U SZAFA Progress o szer. 600 mm - 42U 600x600 - ","42U SZAFA Progress o szer. 600 mm - 42U 600x600 - bez drzwi i osłon - kolor RAL9005","szt.",2007.94,"TECNOSTEEL",null,null,null,0.0]
["P6842 SP","42U SZAFA Progress o szer. 600 mm - 42U 600x800","42U SZAFA Progress o szer. 600 mm - 42U 600x800 (wys. z cokołem 2057 mm) - kolor szary RAL7035 ","szt.",0.0,"TECNOSTEEL",null,null,null,0.0]
["P6242 SP","42U SZAFA Progress Server - 42U 600x1200 (wys. z c","42U SZAFA Progress Server - 42U 600x1200 (wys. z cokołem 2057 mm) ","szt.",0.0,"TECNOSTEEL",null,null,null,0.0]
["P8142A2P275  ","42U SZAFA Progress Server - 42U 800x1000 ","42U SZAFA Progress Server - 42U 800x1000 - drzwi przednie dwuskrzydłowe perf. 75%, drzwi tylne dwuskrzydłowe perf. 75%, osłony boczne pełne - kolor szary RAL7035","szt.",0.0,"TECNOSTEEL",null,null,null,0.0]
["P8142AP75 SP","42U SZAFA Progress Server - 42U 800x1000 - drzwi p","42U SZAFA Progress Server - 42U 800x1000 - drzwi przednie i tylne perforowane 75%, osłony boczne pełne - kolor szary RAL7035","szt.",0.0,"TECNOSTEEL",null,null,null,0.0]
["P8242 SP","42U SZAFA Progress Server - 42U 800x1200 (wys. z c","42U SZAFA Progress Server - 42U 800x1200 (wys. z cokołem 2057 mm) - kolor szary RAL7035","szt.",0.0,"TECNOSTEEL",null,null,null,0.0]
["P6142 SP","42U SZAFA serwerowa 600x1000","42U SZAFA Progress Server - 42U 600x1000 (wys. z cokołem 2057 mm) - kolor szary RAL7035","szt.",0.0,"TECNOSTEEL",null,null,null,0.0]
["P8142 SP","42U SZAFA serwerowa 800X1000","42U SZAFA serwerowa CobiNet - MM 800X1000x2057H z cokołem 100mm ","szt.",0.0,"TECNOSTEEL",null,null,null,0.0]
["P6642 SP","42U SZAFA stojąca - MM 600X600","42U SZAFA stojąca CobiNet - MM 600X600X2057H (szer/gł/wys) z cokołem 100mm","szt.",0.0,"TECNOSTEEL",null,null,null,0.0]
["P8842 SP","42U SZAFA stojąca 800x800","42U SZAFA stojąca CobiNet - MM 800X800X2057H (szer/gł/wys) z cokołem 100mm","szt.",0.0,"TECNOSTEEL",null,null,null,0.0]
["F8718IP2M","42Ux600x1000 IP55 drzwi przednie pełne, drzwi tyln","42Ux600x1000 IP55 drzwi przednie pełne, drzwi tylne pełne, osłony boczne pełne","szt.",7174.27,"TECNOSTEEL",null,null,null,0.0]
["F8718IPM","42Ux600x1000 IP55 drzwi przednie pełne, osłony boc","42Ux600x1000 IP55 drzwi przednie pełne, osłony boczne i tylna pełne","szt.",6550.42,"TECNOSTEEL",null,null,null,0.0]
["F8718IPVM","42Ux600x1000 IP55 drzwi przednie szklane, drzwi ty","42Ux600x1000 IP55 drzwi przednie szklane, drzwi tylne pełne, osłony boczne pełne","szt.",8359.59,"TECNOSTEEL",null,null,null,0.0]
["F8718IPV","42Ux600x1000 IP55 drzwi przednie szklane, osłony b","42Ux600x1000 IP55 drzwi przednie szklane, osłony boczne i tylna pełne","szt.",8343.99,"TECNOSTEEL",null,null,null,0.0]
["F8713IP2M","42Ux600x600 SZAFA IP55 drzwi przednie pełne, drzwi","42Ux600x600 SZAFA IP55 drzwi przednie pełne, drzwi tylne pełne, osłony boczne pełne","szt.",5380.7,"TECNOSTEEL",null,null,null,0.0]
["F8713IPM","42Ux600x600 SZAFA IP55 drzwi przednie pełne, osłon","42Ux600x600 SZAFA IP55 drzwi przednie pełne, osłony boczne i tylna pełne","szt.",4741.26,"TECNOSTEEL",null,null,null,0.0]
["F8713IPVM","42Ux600x600 SZAFA IP55 drzwi przednie szklane, drz","42Ux600x600 SZAFA IP55 drzwi przednie szklane, drzwi tylne pełne, osłony boczne pełne","szt.",6378.86,"TECNOSTEEL",null,null,null,0.0]
["F8713IPV","42Ux600x600 SZAFA IP55 drzwi przednie szklane, osł","42Ux600x600 SZAFA IP55 drzwi przednie szklane, osłony boczne i tylna pełne","szt.",5895.38,"TECNOSTEEL",null,null,null,0.0]
["F8714IP2M","42Ux600x800 SZAFA IP55 drzwi przednie pełne, drzwi","42Ux600x800 SZAFA IP55 drzwi przednie pełne, drzwi tylne pełne, osłony boczne pełne","szt.",5614.65,"TECNOSTEEL",null,null,null,0.0]
["F8714IPM","42Ux600x800 SZAFA IP55 drzwi przednie pełne, osłon","42Ux600x800 SZAFA IP55 drzwi przednie pełne, osłony boczne i tylna pełne","szt.",5037.59,"TECNOSTEEL",null,null,null,0.0]
["F8714IPVM","42Ux600x800 SZAFA IP55 drzwi przednie szklane, drz","42Ux600x800 SZAFA IP55 drzwi przednie szklane, drzwi tylne pełne, osłony boczne pełne","szt.",6550.42,"TECNOSTEEL",null,null,null,0.0]
["F8714IPV","42Ux600x800 SZAFA IP55 drzwi przednie szklane, osł","42Ux600x800 SZAFA IP55 drzwi przednie szklane, osłony boczne i tylna pełne","szt.",6082.53,"TECNOSTEEL",null,null,null,0.0]
["F8717IP2M","42Ux800x1000 IP55 drzwi przednie pełne, drzwi tyln","42Ux800x1000 IP55 drzwi przednie pełne, drzwi tylne pełne, osłony boczne pełne","szt.",7751.33,"TECNOSTEEL",null,null,null,0.0]
["F8717IPM","42Ux800x1000 IP55 drzwi przednie pełne, osłony boc","42Ux800x1000 IP55 drzwi przednie pełne, osłony boczne i tylna pełne","szt.",7486.2,"TECNOSTEEL",null,null,null,0.0]
["F8717IPVM","42Ux800x1000 IP55 drzwi przednie szklane, drzwi ty","42Ux800x1000 IP55 drzwi przednie szklane, drzwi tylne pełne, osłony boczne pełne","szt.",9045.82,"TECNOSTEEL",null,null,null,0.0]
["F8717IPV","42Ux800x1000 IP55 drzwi przednie szklane, osłony b","42Ux800x1000 IP55 drzwi przednie szklane, osłony boczne i tylna pełne","szt.",8453.16,"TECNOSTEEL",null,null,null,0.0]
["F8715IP2M","42Ux800x600 SZAFA IP55 drzwi przednie pełne, drzwi","42Ux800x600 SZAFA IP55 drzwi przednie pełne, drzwi tylne pełne, osłony boczne pełne","szt.",5755.01,"TECNOSTEEL",null,null,null,0.0]
["F8715IPM","42Ux800x600 SZAFA IP55 drzwi przednie pełne, osłon","42Ux800x600 SZAFA IP55 drzwi przednie pełne, osłony boczne i tylna pełne","szt.",5255.93,"TECNOSTEEL",null,null,null,0.0]
["F8715IPVM","42Ux800x600 SZAFA IP55 drzwi przednie szklane, drz","42Ux800x600 SZAFA IP55 drzwi przednie szklane, drzwi tylne pełne, osłony boczne pełne","szt.",6877.94,"TECNOSTEEL",null,null,null,0.0]
["F8715IPV","42Ux800x600 SZAFA IP55 drzwi przednie szklane, osł","42Ux800x600 SZAFA IP55 drzwi przednie szklane, osłony boczne i tylna pełne","szt.",6425.65,"TECNOSTEEL",null,null,null,0.0]
["F8716IP2M","42Ux800x800 SZAFA IP55 drzwi przednie pełne, drzwi","42Ux800x800 SZAFA IP55 drzwi przednie pełne, drzwi tylne pełne, osłony boczne pełne","szt.",6082.53,"TECNOSTEEL",null,null,null,0.0]
["F8716IPM","42Ux800x800 SZAFA IP55 drzwi przednie pełne, osłon","42Ux800x800 SZAFA IP55 drzwi przednie pełne, osłony boczne i tylna pełne","szt.",5497.68,"TECNOSTEEL",null,null,null,0.0]
["F8716IPVM","42Ux800x800 SZAFA IP55 drzwi przednie szklane, drz","42Ux800x800 SZAFA IP55 drzwi przednie szklane, drzwi tylne pełne, osłony boczne pełne","szt.",7174.27,"TECNOSTEEL",null,null,null,0.0]
["F8716IPV","42Ux800x800 SZAFA IP55 drzwi przednie szklane, osł","42Ux800x800 SZAFA IP55 drzwi przednie szklane, osłony boczne i tylna pełne","szt.",6644.0,"TECNOSTEEL",null,null,null,0.0]
["P6847C5587","47U SZAFA Progress o szer. 600 mm - 47U 600x800","47U SZAFA Progress o szer. 600 mm - 47U 600x800 (wys. z cokołem 2279 mm) - kolor szary RAL7035","szt.",0.0,"TECNOSTEEL",null,null,null,0.0]
["P8647 SP","47U SZAFA Progress o szer. 800 mm - 47U 800x600","47U SZAFA Progress o szer. 800 mm - 47U 800x600 (wys. z cokołem 2279 mm) - kolor szary RAL7035","szt.",0.0,"TECNOSTEEL",null,null,null,0.0]
["P8847 SP","47U SZAFA Progress o szer. 800 mm - 47U 800x800","47U SZAFA Progress o szer. 800 mm - 47U 800x800 (wys. z cokołem 2279 mm) - kolor szary RAL7035","szt.",0.0,"TECNOSTEEL",null,null,null,0.0]
["P6247 SP","47U SZAFA Progress Server - 47U 600x1200","47U SZAFA Progress Server - 47U 600x1200 (wys. z cokołem 2279 mm) - kolor szary RAL7035","szt.",0.0,"TECNOSTEEL",null,null,null,0.0]
["P6147 SP","47U SZAFA serwerowa 600x1000","47U SZAFA serwerowa CobiNet - MM 600X1000X2279H z cokołem 100mm","szt.",0.0,"TECNOSTEEL",null,null,null,0.0]
["P8147 SP","47U SZAFA serwerowa 800x1000","47U SZAFA serwerowa CobiNet - MM 800X1000x2279H z cokołem 100mm","szt.",0.0,"TECNOSTEEL",null,null,null,0.0]
["P8247 SP","47U SZAFA serwerowa 800x1200","47U SZAFA Progress Server - 47U 800x1200 (wys. z cokołem 2279 mm) ","szt.",0.0,"TECNOSTEEL",null,null,null,0.0]
["295-314","48F OS2 SM G652D 250um INT/EXT DIST CBL BLK B2ca","EXCEL OS2 48C 9/125 MULTI LOOSE TUBE BLACK B2ca","m",0.0,"EXCEL",null,null,null,3.12]
["7204A1T1","4C Unscreened TYPE 1 TC Alarm ECA LSZH 100M WH","aura 4C UNSCREEN TYPE 1 ALARM CBL ECA LSZH 100M WT","szt.",0.0,"EXCEL",null,null,null,32.58]
["7204A1","4C Unscreened TYPE 3 TCCA Alarm ECA LSF 100M WH","aura 4C UNSCRN TYPE3 ALARM CB ECA PVC LSOH 100M WT","szt.",0.0,"EXCEL",null,null,null,19.18]
["AR-04-001","4K HDMI Cable 4K 60Hz 18Gbps  0.5Mtr","4K HDMI Cable 4K 60Hz 18Gbps  0.5Mtr","szt.",0.0,"EXCEL",null,null,null,5.7]
["AR-04-007","4K HDMI Cable 4K 60Hz 18Gbps 10Mtr","4K HDMI Cable 4K 60Hz 18Gbps 10Mtr","szt.",0.0,"EXCEL",null,null,null,29.64]
["AR-04-008","4K HDMI Cable 4K 60Hz 18Gbps 15Mtr","4K HDMI Cable 4K 60Hz 18Gbps 15Mtr","szt.",0.0,"EXCEL",null,null,null,50.12]
["AR-04-002","4K HDMI Cable 4K 60Hz 18Gbps 1Mtr","4K HDMI Cable 4K 60Hz 18Gbps 1Mtr","szt.",0.0,"EXCEL",null,null,null,6.64]
["AR-04-003","4K HDMI Cable 4K 60Hz 18Gbps 2Mtr","4K HDMI Cable 4K 60Hz 18Gbps 2Mtr","szt.",0.0,"EXCEL",null,null,null,8.24]
["AR-04-004","4K HDMI Cable 4K 60Hz 18Gbps 3Mtr","4K HDMI Cable 4K 60Hz 18Gbps 3Mtr","szt.",0.0,"EXCEL",null,null,null,9.84]
["AR-04-005","4K HDMI Cable 4K 60Hz 18Gbps 5Mtr","4K HDMI Cable 4K 60Hz 18Gbps 5Mtr","szt.",0.0,"EXCEL",null,null,null,14.88]
["AR-04-006","4K HDMI Cable 4K 60Hz 18Gbps 7.5Mtr","4K HDMI Cable 4K 60Hz 18Gbps 7.5Mtr","szt.",0.0,"EXCEL",null,null,null,22.82]
["AR-04-009","4K HDMI Cable Slim Series 4K 60Hz 18Gbps 0.5Mtr","4K HDMI Cable Slim Series 4K 60Hz 18Gbps 0.5Mtr","szt.",0.0,"EXCEL",null,null,null,8.26]
["AR-04-010","4K HDMI Cable Slim Series 4K 60Hz 18Gbps 1Mtr","4K HDMI Cable Slim Series 4K 60Hz 18Gbps 1Mtr","szt.",0.0,"EXCEL",null,null,null,10.26]
["AR-04-011","4K HDMI Cable Slim Series 4K 60Hz 18Gbps 2Mtr","4K HDMI Cable Slim Series 4K 60Hz 18Gbps 2Mtr","szt.",0.0,"EXCEL",null,null,null,12.02]
["202-108","4-PORT LC QUAD 16-CORE MULTIMODE LOADED","4-PORT LC QUAD 16-CORE MULTIMODE LOADED","szt.",0.0,"EXCEL",null,null,null,56.22]
["5010 068/4/C","4U panel maskujący RAL 9005 czarny","4U panel maskujący RAL 9005 czarny","szt.",38.48,"Cobi szafy akcesoria",null,null,null,0.0]
["AR-30-254","4x Euro Module Wall Plate Black Plastic","4x Euro Module Wall Plate Brushed Stainless","szt.",0.0,"EXCEL",null,null,null,2.84]
["AR-30-354","4x Euro Module Wall Plate Brushed Stainless","4x Euro Module Wall Plate Brushed Stainless","szt.",0.0,"EXCEL",null,null,null,10.9]
["F9858","5 metrowy przewód dla przełącznika KVM","5 metrowy przewód dla przełącznika KVM","szt.",287.93,"TECNOSTEEL",null,null,null,0.0]
["5010 068/5","5U panel maskujący","5U panel maskujący","szt.",0.0,"Cobi szafy akcesoria",null,null,null,0.0]
["200-870","5UM BROWN LAPPING FILM","5UM BROWN LAPPING FILM","szt.",0.0,"EXCEL",null,null,null,0.0]
["F53-9300-150","6 fibers OM3 Outdoor quality with LC connectors mo","6 fibers OM3 Outdoor quality with LC connectors mounted 150mtr cascade","szt.",0.0,"Cobi FO osprzęt",null,null,null,0.0]
["PT-DIE-6","6 POS DIE SET FOR PT-908","6 POS DIE SET FOR PT-908","szt.",0.0,"SIEMON",null,null,null,62.02]
["HLDR6","6 POSITION ULTRA SPLICE HOLDER","6 POSITION ULTRA SPLICE HOLDER","szt.",0.0,"SIEMON",null,null,null,0.0]
["7206A1T1","6C Unscreened TYPE 1 TC Alarm ECA LSZH 100M WH","aura 6C UNSCREEN TYPE 1 ALARM CBL ECA LSZH 100M WT","szt.",0.0,"EXCEL",null,null,null,46.76]
["7206A1","6C Unscreened TYPE 3 TCCA Alarm ECA LSF 100M WH","aura 6C UNSCRN TYPE3 ALARM CB ECA PVC LSOH 100M WT","szt.",0.0,"EXCEL",null,null,null,26.42]
["202-033","6-PORT LC QUAD 24C MM 2DOOR LOCKABLE BOX-LOADED","6-PORT LC QUAD 24C MM 2DOOR LOCKABLE BOX-LOADED","szt.",0.0,"EXCEL",null,null,null,97.3]
["202-109","6-PORT LC QUAD 24-CORE MULTIMODE LOADED","6-PORT LC QUAD 24-CORE MULTIMODE LOADED","szt.",0.0,"EXCEL",null,null,null,64.88]
["R00-0406","6U 390mm gł. wisząca szara","6U 390mm gł. wisząca szara - zdejmowane osłony boczne","szt.",0.0,"Cobi szafy",null,null,null,0.0]
["R00-0506","6U 500mm gł. wisząca szara","6U 500mm gł. wisząca szara - zdejmowane osłony boczne","szt.",0.0,"Cobi szafy",null,null,null,0.0]
["R00-0606","6U 600mm gł. wisząca szara","6U 600mm gł. wisząca szara - zdejmowane osłony boczne","szt.",482.25,"Cobi szafy",null,null,null,0.0]
["F9201","70W WYMIENNIK - mocowany na osłonie bocznej - 450x","70W WYMIENNIK - mocowany na osłonie bocznej - 450x144x1480h","szt.",3952.01,"TECNOSTEEL",null,null,null,0.0]
["F1407","7Ux600x400 SZAFKA WISZĄCA IP55 - drzwi przednie sz","7Ux600x400 SZAFKA WISZĄCA IP55 - drzwi przednie szklane","szt.",1902.74,"TECNOSTEEL",null,null,null,0.0]
["F1407M","7Ux600x400 SZAFKA WISZĄCA IP65 - drzwi przednie pe","7Ux600x400 SZAFKA WISZĄCA IP65 - drzwi przednie pełne","szt.",1512.84,"TECNOSTEEL",null,null,null,0.0]
["F1407MEST","7Ux600x400 SZAFKA WISZĄCA ZEWNĘTRZNA IP65 - dodatk","7Ux600x400 SZAFKA WISZĄCA ZEWNĘTRZNA IP65 - dodatkowy dach","szt.",2167.88,"TECNOSTEEL",null,null,null,0.0]
["F1507MEST","7Ux600x400 SZAFKA WISZĄCA ZEWNĘTRZNA IP65 - dodatk","7Ux600x400 SZAFKA WISZĄCA ZEWNĘTRZNA IP65 - dodatkowy dach","szt.",2245.86,"TECNOSTEEL",null,null,null,0.0]
["F1507","7Ux600x500 SZAFKA WISZĄCA IP55 - drzwi przednie sz","7Ux600x500 SZAFKA WISZĄCA IP55 - drzwi przednie szklane","szt.",1965.13,"TECNOSTEEL",null,null,null,0.0]
["F1507M","7Ux600x500 SZAFKA WISZĄCA IP65 - drzwi przednie pe","7Ux600x500 SZAFKA WISZĄCA IP65 - drzwi przednie pełne","szt.",1590.82,"TECNOSTEEL",null,null,null,0.0]
["F9808N","8 portowy przełącznik z przewodami USB&PS/2 - bez ","8 portowy przełącznik z przewodami USB&PS/2 - bez zasilacza","szt.",2532.95,"TECNOSTEEL",null,null,null,0.0]
["PT-DIE-8","8 POS DIE SET FOR PT-908","8 POS DIE SET FOR PT-908","szt.",0.0,"SIEMON",null,null,null,62.86]
["200-991","8 X ST ADAPTOR PLATE FOR 200-985","8 X ST ADAPTOR PLATE FOR 200-985","szt.",0.0,"EXCEL",null,null,null,6.28]
["AIR-AP3802I-E-K9","802.11ac W2 AP w/CA; 4x43; Mod; Int Ant; mGig E Do","802.11ac W2 AP w/CA; 4x43; Mod; Int Ant; mGig E Domain","szt.",0.0,"UPS i urządzenia aktywne",null,null,null,0.0]
["7208A1T1","8C Unscreened TYPE 1 TC Alarm ECA LSZH 100M WH","aura 8C UNSCREEN TYPE 1 ALARM CBL ECA LSZH 100M WT","szt.",0.0,"EXCEL",null,null,null,58.38]
["7208A1","8C Unscreened TYPE 3 TCCA Alarm ECA LSF 100M WH","aura 8C UNSCRN TYPE3 ALARM CB ECA PVC LSOH 100M WT","szt.",0.0,"EXCEL",null,null,null,31.42]
["202-110","8-PORT LC QUAD 32-CORE MULTIMODE LOADED","8-PORT LC QUAD 32-CORE MULTIMODE LOADED","szt.",0.0,"EXCEL",null,null,null,77.84]
["555-1H-COM16-INT3(1)","8X IEC C13 SCKT 4X C19 IEC SCKT + 16A BS4343 PLUG","8X IEC C13 SCKT 4X C19 IEC SCKT + 16A BS4343 PLUG","szt.",0.0,"EXCEL",null,null,null,0.0]
["555-1H-COM16-INT3(2)","8X IEC C13 SCKT 4X C19 IEC SCKT + 16A BS4343 PLUG",null,"szt.",0.0,"EXCEL",null,null,null,0.0]
["555-1H-COM16-INT3-8C","8X IEC C13 SCKT 4X C19 IEC SCKT + 16A BS4343 PLUG","8X IEC C13 SCKT 4X C19 IEC SCKT + 16A BS4343 PLUG","szt.",0.0,"EXCEL",null,null,null,0.0]
["R00-0509","9U 500mm gł. wisząca szara","9U 500mm gł. wisząca szara - zdejmowane osłony boczne","szt.",514.17,"Cobi szafy",null,null,null,0.0]
["R00-0609","9U 600mm gł. wisząca szara","9U 600mm gł. wisząca szara - zdejmowane osłony boczne","szt.",556.23,"Cobi szafy",null,null,null,0.0]
[5015096.0,"9U Szafa wisząca PREMIUM 600x600 (szer. x gł.)","9U Szafa wisząca PREMIUM zdejmowane osłony boczne 600x600 (szer. x gł.)","szt.",632.5,"Cobi szafy",null,null,null,0.0]
["200-872","9UM BLUE LAPPING FILM","9UM BLUE LAPPING FILM","szt.",0.0,"EXCEL",null,null,null,0.0]
["TK1612406","ActiPower - CONTROLLED - 1 faza 16A - 24xC13 + 6xC","ActiPower - CONTROLLED - 1 faza 16A - 24xC13 + 6xC19 - 3 metrowy przewód, wtyczka IEC 60309 - Czarny","szt.",8101.7,"TECNOSTEEL",null,null,null,0.0]
["TK3212406","ActiPower - CONTROLLED - 1 faza 32A - 24xC13 + 6xC","ActiPower - CONTROLLED - 1 faza 32A - 24xC13 + 6xC19 - 3 metrowy przewód, wtyczka IEC 60309 - Czarny","szt.",9011.07,"TECNOSTEEL",null,null,null,0.0]
["TK1632406","ActiPower - CONTROLLED - 3 fazy 16A - 24xC13 + 6xC","ActiPower - CONTROLLED - 3 fazy 16A - 24xC13 + 6xC19 - 3 metrowy przewód, wtyczka IEC 60309 - Czarny","szt.",9507.1,"TECNOSTEEL",null,null,null,0.0]
["TK3232406","ActiPower - CONTROLLED - 3 fazy 32A - 24xC13 + 6xC","ActiPower - CONTROLLED - 3 fazy 32A - 24xC13 + 6xC19 - 3 metrowy przewód, wtyczka IEC 60309 - Czarny","szt.",9854.31,"TECNOSTEEL",null,null,null,0.0]
["TF1612406","ActiPower - FULL - 1 faza, 16A - 24xC13 + 6xC19 - ","ActiPower - FULL - 1 faza, 16A - 24xC13 + 6xC19 - 3 metrowy przewód, wtyczka IEC 60309 - Czarny","szt.",10333.8,"TECNOSTEEL",null,null,null,0.0]
["TF1632406","ActiPower - FULL - 1 faza, 16A - 24xC13 + 6xC19 - ","ActiPower - FULL - 1 faza, 16A - 24xC13 + 6xC19 - 3 metrowy przewód, wtyczka IEC 60309 - Czarny","szt.",11160.5,"TECNOSTEEL",null,null,null,0.0]
["TF1610800","ActiPower - FULL - 1 faza, 16A - 8xC13 - Czarny","ActiPower - FULL - 1 faza, 16A - 8xC13 - Czarny","szt.",5522.38,"TECNOSTEEL",null,null,null,0.0]
["TF3212406","ActiPower - FULL - 1 faza, 32A - 24xC13 + 6xC19 - ","ActiPower - FULL - 1 faza, 32A - 24xC13 + 6xC19 - 3 metrowy przewód, wtyczka IEC 60309 - Czarny","szt.",10548.74,"TECNOSTEEL",null,null,null,0.0]
["TF3232406","ActiPower - FULL - 3 fazy 32A - 24xC13 + 6xC19 - 3","ActiPower - FULL - 3 fazy 32A - 24xC13 + 6xC19 - 3 metrowy przewód, wtyczka IEC 60309 - Czarny","szt.",11491.19,"TECNOSTEEL",null,null,null,0.0]
["TF3210800","ActiPower - FULL- 1 faza, 32A -8xC13 - Czarny","ActiPower - FULL- 1 faza, 32A -8xC13 - Czarny","szt.",5538.92,"TECNOSTEEL",null,null,null,0.0]
["TM3213606","ActiPower - METERED - 1 faza 32A - 36xC13 + 6xC19 ","ActiPower - METERED - 1 faza 32A - 36xC13 + 6xC19 - 3 metrowy przewód, wtyczka IEC 60309 - Czarny","szt.",4282.33,"TECNOSTEEL",null,null,null,0.0]
["TM1633606","ActiPower - METERED - 3 fazy 16A - 36xC13 + 6xC19 ","ActiPower - METERED - 3 fazy 16A - 36xC13 + 6xC19 - 3 metrowy przewód, wtyczka IEC 60309 - Czarny","szt.",5001.56,"TECNOSTEEL",null,null,null,0.0]
["TM3233606","ActiPower - METERED - 3 fazy 32A - 36xC13 + 6xC19 ","ActiPower - METERED - 3 fazy 32A - 36xC13 + 6xC19 - 3 metrowy przewód, wtyczka IEC 60309 - Czarny","szt.",5075.96,"TECNOSTEEL",null,null,null,0.0]
["TM1613606","ActiPower - METERED- 1 faza 16A - 36xC13 + 6xC19 -","ActiPower - METERED- 1 faza 16A - 36xC13 + 6xC19 - 3 metrowy przewód, wtyczka IEC 60309 - Czarny","szt.",4199.66,"TECNOSTEEL",null,null,null,0.0]
["AR-04-106","Active HDMI Cable 4K 30Hz 10.2Gbps 30M Directional","Active HDMI Cable 4K 60Hz 18Gbps  30M Directional","szt.",0.0,"EXCEL",null,null,null,171.7]
["AR-04-102","Active HDMI Cable 4K 60Hz 18Gbps  10M Directional","Active HDMI Cable 4K 60Hz 18Gbps  10M Directional","szt.",0.0,"EXCEL",null,null,null,55.4]
["AR-04-103","Active HDMI Cable 4K 60Hz 18Gbps  15M Directional","Active HDMI Cable 4K 60Hz 18Gbps  15M Directional","szt.",0.0,"EXCEL",null,null,null,72.86]
["AR-04-104","Active HDMI Cable 4K 60Hz 18Gbps  20M Directional","Active HDMI Cable 4K 60Hz 18Gbps  20M Directional","szt.",0.0,"EXCEL",null,null,null,87.28]
["AR-04-105","Active HDMI Cable 4K 60Hz 18Gbps  25M Directional","Active HDMI Cable 4K 60Hz 18Gbps  25M Directional","szt.",0.0,"EXCEL",null,null,null,144.04]
["ADAPTER","Adapter - coupler","Adapter - coupler","szt.",4.6,"Cobi FO osprzęt",null,null,null,0.0]
[5065311.0,"Adapter - coupler FC MM","Adapter - coupler FC, wielomodowy","szt.",4.14,"Cobi FO osprzęt",null,null,null,0.0]
[5065923.0,"Adapter - coupler LC duplex MM","Adapter - coupler LC duplex, plastikowa obudowa, wielomodowy, ferrula metalowa (pod otwory SC)","szt.",6.9,"Cobi FO osprzęt",null,null,null,0.0]
[5065924.0,"Adapter - coupler LC duplex MM","Adapter - coupler LC duplex, plastikowa obudowa, wielomodowy, ferrula ceramiczna (pod otwory SC)","szt.",8.51,"Cobi FO osprzęt",null,null,null,0.0]
["5065 923/BF","Adapter - coupler LC duplex MM bezflangowy","Adapter - coupler LC duplex, plastikowa obudowa, wielomodowy, ferrula metalowa bezflangowy (pod otwory SC)","szt.",6.9,"Cobi FO osprzęt",null,null,null,0.0]
[5065922.0,"Adapter - coupler LC duplex SM","Adapter - coupler LC duplex, plastikowa obudowa, jednomodowy, ferrula ceramiczna (pod otwory SC)","szt.",6.9,"Cobi FO osprzęt",null,null,null,0.0]
["5065 922/APC","Adapter - coupler LC/APC duplex SM","Adapter - coupler LC/APC duplex, plastikowa obudowa, jednomodowy, ferrula ceramiczna (pod otwory SC)","szt.",6.9,"Cobi FO osprzęt",null,null,null,0.0]
["5065 922/BF","Adapter - coupler LC/PC duplex SM bezflangowy","Adapter - coupler LC/PC duplex jednomodowy bezflangowy","szt.",6.9,"Cobi FO osprzęt",null,null,null,0.0]
[5065225.0,"Adapter - coupler SC jednomodowy, duplex","Adapter - coupler SC jednomodowy, duplex, ferrula ceramiczna, plastikowa obudowa","szt.",3.75,"Cobi FO osprzęt",null,null,null,0.0]
[5065226.0,"Adapter - coupler SC jednomodowy, duplex","Adapter - coupler SC jednomodowy, duplex, ferrula ceramiczna, metalowa obudowa","szt.",6.21,"Cobi FO osprzęt",null,null,null,0.0]
[5065210.0,"Adapter - coupler SC jednomodowy, simplex","Adapter - coupler SC jednomodowy, simplex, ferrula ceramiczna, plastikowa obudowa","szt.",1.86,"Cobi FO osprzęt",null,null,null,0.0]
[5065213.0,"Adapter - coupler SC jednomodowy, simplex","Adapter - coupler SC jednomodowy, simplex, ferrula ceramiczna, metalowa obudowa","szt.",0.0,"Cobi FO osprzęt",null,null,null,0.0]
["5065 210/FL","Adapter - coupler SC simplex, jednomodowy, bezkołn","Adapter - coupler SC simplex, jednomodowy, bezkołnierzowy, ferrula ceramiczna, plastikowa obudowa","szt.",2.69,"Cobi FO osprzęt",null,null,null,0.0]
["5065 225/BF","Adapter - coupler SC SM, duplex bezflangowy","Adapter - coupler SC jednomodowy, duplex, ferrula ceramiczna, plastikowa obudowa bezflangowy","szt.",6.21,"Cobi FO osprzęt",null,null,null,0.0]
["5065 211/OM3","Adapter - coupler SC wielomodowy OM3, simplex, fer","Adapter - coupler SC wielomodowy OM3, simplex, ferrula ceramiczna, plastikowa obudowa","szt.",2.02,"Cobi FO osprzęt",null,null,null,0.0]
["5065 221/OM4","Adapter - coupler SC wielomodowy OM4, duplex","Adapter - coupler SC wielomodowy OM4, duplex, ferrula ceramiczna, plastikowa obudowa","szt.",4.12,"Cobi FO osprzęt",null,null,null,0.0]
["5065 211/OM4","Adapter - coupler SC wielomodowy OM4, simplex, fer","Adapter - coupler SC wielomodowy OM4, simplex, ferrula ceramiczna, plastikowa obudowa","szt.",1.61,"Cobi FO osprzęt",null,null,null,0.0]
[5065221.0,"Adapter - coupler SC wielomodowy, duplex","Adapter - coupler SC wielomodowy, duplex, ferrula metalowa, plastikowa obudowa","szt.",2.94,"Cobi FO osprzęt",null,null,null,0.0]
[5065222.0,"Adapter - coupler SC wielomodowy, duplex","Adapter - coupler SC wielomodowy, duplex, ferrula ceramiczna, plastikowa obudowa","szt.",6.21,"Cobi FO osprzęt",null,null,null,0.0]
[5065223.0,"Adapter - coupler SC wielomodowy, duplex","Adapter - coupler SC wielomodowy, duplex, ferrula ceramiczna, metalowa obudowa","szt.",0.0,"Cobi FO osprzęt",null,null,null,0.0]
[5065211.0,"Adapter - coupler SC wielomodowy, simplex","Adapter - coupler SC wielomodowy, simplex, ferrula metalowa, plastikowa obudowa","szt.",1.61,"Cobi FO osprzęt",null,null,null,0.0]
[5065212.0,"Adapter - coupler SC wielomodowy, simplex","Adapter - coupler SC wielomodowy, simplex, ferrula ceramiczna, metalowa obudowa","szt.",3.22,"Cobi FO osprzęt",null,null,null,0.0]
["5065 225/APC","Adapter - coupler SC/APC jednomodowy, duplex, ferr","Adapter - coupler SC/APC jednomodowy, duplex, ferrula ceramiczna, plastikowa obudowa ","szt.",3.45,"Cobi FO osprzęt",null,null,null,0.0]
["5065 210/APC","Adapter - coupler SC/APC jednomodowy, simplex, fer","Adapter - coupler SC/APC jednomodowy, simplex, ferrula ceramiczna, plastikowa obudowa ","szt.",3.86,"Cobi FO osprzęt",null,null,null,0.0]
[5065112.0,"Adapter – coupler ST wielomodowy","Adapter – coupler ST wielomodowy, ferrula ceramiczna","szt.",3.22,"Cobi FO osprzęt",null,null,null,0.0]
[5065126.0,"Adapter - coupler ST/SC jednomodowy, duplex","Adapter - coupler ST/SC jednomodowy, duplex, ferrula ceramiczna, plastikowa obudowa","szt.",0.0,"Cobi FO osprzęt",null,null,null,0.0]
[5065127.0,"Adapter - coupler ST/SC jednomodowy, duplex","Adapter - coupler ST/SC jednomodowy, duplex, ferrula ceramiczna, metalowa obudowa","szt.",0.0,"Cobi FO osprzęt",null,null,null,0.0]
[5065122.0,"Adapter - coupler ST/SC wielomodowy, duplex","Adapter - coupler ST/SC wielomodowy, duplex, ferrula metalowa, plastikowa obudowa","szt.",0.0,"Cobi FO osprzęt",null,null,null,0.0]
[5065123.0,"Adapter - coupler ST/SC wielomodowy, duplex","Adapter - coupler ST/SC wielomodowy, duplex, ferrula ceramiczna, plastikowa obudowa","szt.",15.18,"Cobi FO osprzęt",null,null,null,0.0]
[5065124.0,"Adapter - coupler ST/SC wielomodowy, duplex","Adapter - coupler ST/SC wielomodowy, duplex, ferrula ceramiczna, metalowa obudowa","szt.",0.0,"Cobi FO osprzęt",null,null,null,0.0]
[5.0651212E7,"Adapter - coupler ST-SC jednomodowy, simplex","Adapter - coupler ST-SC jednomodowy, simplex, ferrula ceramiczna, metalowa obudowa","szt.",20.7,"Cobi FO osprzęt",null,null,null,0.0]
[5.0651211E7,"Adapter - coupler ST-SC wielomodowy, simplex","Adapter - coupler ST-SC wielomodowy, simplex, ferrula ceramiczna, metalowa obudowa","szt.",17.85,"Cobi FO osprzęt",null,null,null,0.0]
[5065101.0,"Adapter – coupler, jednomodowy","Adapter – coupler, jednomodowy","szt.",5.75,"Cobi FO osprzęt",null,null,null,0.0]
["SAN-DM-SAK","Adapter 22,5x45 mm do modułów 1xRJ45 DO MONTAŻU","Adapter 22,5x45 mm do modułów 1xRJ45 keystone (RAL 9010)","szt.",0.0,"Półprodukty do montażu",null,null,null,0.0]
["SAN-SAK","Adapter 22,5x45 mm do modułów 1xRJ45 keystone","Adapter CobiCabling 22,5x45 mm do modułów 1xRJ45 keystone (kolor biały RAL 9010)","szt.",3.95,"Cobi 45x45",null,null,null,0.0]
["SAN-SAK-BM","ADAPTER 22,5X45 MM DO MODUŁÓW 1XRJ45 KEYSTONE  ","ADAPTER 22,5X45 MM DO MODUŁÓW 1XRJ45 KEYSTONE BEZ MODUŁÓW, SZYBKA, RAL(9010)   ","szt.",0.0,"Półprodukty do montażu",null,null,null,0.0]
["SAN-SAB","Adapter 22,5x45 mm do modułów 1xRJ45 keystone (RAL","Adapter 22,5x45 mm do modułów 1xRJ45 keystone (RAL 9003)","szt.",0.0,"Półprodukty do montażu",null,null,null,0.0]
["SAN-SAK-C","Adapter 22,5x45 mm do modułów keystone RAL9010","Adapter 22,5x45 mm do dużych modułów 1xRJ45 keystone (RAL 9010) - (otwór montażowy typu C)","szt.",0.0,"Półprodukty do montażu",null,null,null,0.0]
["SAN-SAK-T","Adapter 22,5x45 mm z logo T","Adapter 22,5x45 mm do modułów 1xRJ45 keystone (RAL 9010) z logo Telegärtner","szt.",0.0,"Półprodukty do montażu",null,null,null,0.0]
["SAN-SAK-SB-E","ADAPTER 22,5X45 MM Z POLEM OPISOWYM, Z SZYBKĄ","ADAPTER 22,5X45 MM DO MODUŁÓW 1XRJ45 KEYSTONE Z POLEM OPISOWYM, Z SZYBKĄ,  RAL(9010)  ","szt.",0.0,"Półprodukty do montażu",null,null,null,0.0]
["SAN-DM-SAK-SB","Adapter 22,5X45 mm z szybką DO MONTAŻU","ADAPTER 22,5X45 MM DO MODUŁÓW 1XRJ45 KEYSTONE Z POLEM OPISOWYM, Z SZYBKĄ,  RAL(9010) ","szt.",1.61,"Półprodukty do montażu",null,null,null,0.0]
["SAN-SAK-SB-T","Adapter 22,5x45 mm z szybką, z logo T","Adapter 22,5x45 mm do modułów 1xRJ45 keystone (RAL 9010) z polem opisowym z szybką, z logo Telegärtner","szt.",0.0,"Półprodukty do montażu",null,null,null,0.0]
["SAN-SAK-SB","Adapter 22,5x45mm do modułów 1xRJ45 keystone","Adapter CobiCabling 22,5x45mm do modułów 1xRJ45 keystone","szt.",4.45,"Cobi 45x45",null,null,null,0.0]
["2A45-1PK","Adapter 45x45 kątowy 1-port z możliwością kodów","Adapter 2LAN 45x45 kątowy 1-portowy z możliwością kodów","szt.",5.56,"2LAN",null,null,null,0.0]
["2A45-2PK","Adapter 45x45 kątowy 2-port z możliwością kodów","Adapter 2LAN 45x45 kątowy 2-portowy z możliwością kodów","szt.",6.44,"2LAN",null,null,null,0.0]
["LKD9A5011040000","Adapter 45x45mm, 1-portowy, RAL 9010, format keyst","Adapter 45x45mm, 1-portowy, RAL 9010, format keystone, Connect45 LEONI","szt.",0.0,"Inne - okazjonalne",null,null,null,0.0]
["LKD9A5011030000","Adapter 45x45mm, 2-portowy, RAL 9010, format keyst","Adapter 45x45mm, 2-portowy, RAL 9010, format keystone, Connect45 LEONI","szt.",9.89,"Inne - okazjonalne",null,null,null,0.0]
["6929 9000/1","Adapter 90° doprowadz. kabla do modułów KS, 1szt","Adapter 90-stopni do kątowego doprowadzenia kabla w modułach typu KS (1 sztuka)","szt.",2.88,"Cobi Cu okablowanie",null,null,null,0.0]
[6.9299E7,"Adapter 90° doprowadz. kabla do modułów KS, 20szt","Adapter 90-stopni do kątowego doprowadzenia kabla w modułach typu KS (opakowanie 20 sztuk)","szt.",0.0,"Cobi Cu okablowanie",null,null,null,0.0]
["SAN-SAB-A","Adapter A-LANTEC 22,5x45mm do modułów 1 x keystone","Adapter A-LANTEC 22,5x45 mm do modułów 1xRJ45 keystone (RAL 9003) z logo","szt.",0.0,"Półprodukty do montażu",null,null,null,0.0]
["MP20811","Adapter do gniazda RJ45, SCAME","Adapter do gniazda RJ45, SCAME","szt.",10.28,"Cobi Cu okablowanie",null,null,null,0.0]
["F31-1600","Adapter E-2000/APC sx jednomodowy OS2","Adapter CobiCabling E-2000/APC simplex jednomodowy OS2","szt.",39.1,"Cobi FO osprzęt",null,null,null,0.0]
["F31-1800","Adapter FC/PC jednomodowy OS2","Adapter CobiCabling FC/PC jednomodowy OS2","szt.",4.14,"Cobi FO osprzęt",null,null,null,0.0]
["SAN-SAK2K","Adapter kątowy 45x45mm do modułów 2xRJ45 biały","Adapter kątowy CobiCabling 45x45mm do modułów 2xRJ45 biały, z uchylnymi przysłonami","szt.",8.35,"Cobi 45x45",null,null,null,0.0]
["100-281","Adapter kątowy półokrągły 45x45mm 1xRJ45 keystone ","Adapter kątowy półokrągły do modułów EXL 45x45mm 1xRJ45 keystone, kolor biały RAL 9010","szt.",0.0,"EXCEL",null,null,null,1.44]
["100-282","Adapter kątowy półokrągły 45x45mm 2xRJ45 keystone ","Adapter kątowy półokrągły do modułów EXL 45x45mm 2xRJ45 keystone, kolor biały RAL 9010","szt.",0.0,"EXCEL",null,null,null,1.64]
["C15-0001","Adapter keystone 50x25mm 1 portowy kątowy","Adapter CobiCabling keystone 50x25mm 1 portowy kątowy","szt.",3.2,"Cobi Cu okablowanie",null,null,null,0.0]
["C15-0000","Adapter keystone 50x25mm 1 portowy prosty","Adapter CobiCabling keystone 50x25mm 1 portowy prosty","szt.",0.0,"Cobi Cu okablowanie",null,null,null,0.0]
["F61-0020","Adapter keystone do adapterów FO SC sx/LC dx","Adapter keystone CobiCabling do adapterów FO SC simplex/LC duplex/MTRJ","szt.",2.3,"Cobi FO osprzęt",null,null,null,0.0]
["F61-0021","Adapter keystone do adapterów FO SC sx/LC dx BF","Adapter keystone CobiCabling do adapterów FO SC sx/LC dx bezflangowych","szt.",1.45,"Cobi FO osprzęt",null,null,null,0.0]
[5018440.0,"Adapter keystone do złącz typu F-F (beczka) pusty","Adapter keystone do gniazd typu F (beczka-beczka) niewyposażony","szt.",1.38,"Cobi Cu okablowanie",null,null,null,0.0]
[5065528.0,"Adapter keystone LC Duplex MM biały","Adapter keystone LC Duplex MM biały","szt.",5.75,"Cobi FO osprzęt",null,null,null,0.0]
[5065531.0,"Adapter keystone LC Duplex MM czarny","Adapter keystone LC Duplex MM czarny","szt.",0.0,"Cobi FO osprzęt",null,null,null,0.0]
[5065527.0,"Adapter keystone LC Duplex SM biały","Adapter keystone LC Duplex SM biały","szt.",11.13,"Cobi FO osprzęt",null,null,null,0.0]
[5065530.0,"Adapter keystone SC Simplex MM biały","Adapter keystone SC Simplex MM biały","szt.",0.0,"Cobi FO osprzęt",null,null,null,0.0]
[5065533.0,"Adapter keystone SC Simplex MM czarny","Adapter keystone SC Simplex MM czarny","szt.",0.0,"Cobi FO osprzęt",null,null,null,0.0]
["F61-0023","Adapter keystone ST sx wielomodowy, biały","Adapter keystone CobiCabling ST simplex wielomodowy, biały","szt.",10.1,"Cobi FO osprzęt",null,null,null,0.0]
["F61-0024","Adapter keystone ST sx wielomodowy, czarny","Adapter keystone CobiCabling ST simplex wielomodowy, czarny","szt.",0.0,"Cobi FO osprzęt",null,null,null,0.0]
[5018494.0,"Adapter keystone z gniazdem Cinch RCA, biały","Adapter keystone z gniazdem Cinch (RCA) (Cinch/Cinch), kolor biały, kolor obudowy biały","szt.",9.43,"Cobi Cu okablowanie",null,null,null,0.0]
[5018493.0,"Adapter keystone z gniazdem Cinch RCA, czerwony","Adapter keystone z gniazdem Cinch (RCA) (Cinch/Cinch), kolor czerwony, kolor obudowy biały","szt.",9.43,"Cobi Cu okablowanie",null,null,null,0.0]
[5018495.0,"Adapter keystone z gniazdem Cinch RCA, żółty","Adapter keystone z gniazdem Cinch (RCA) (Cinch/Cinch), kolor żółty, kolor obudowy biały","szt.",9.43,"Cobi Cu okablowanie",null,null,null,0.0]
[5018479.0,"Adapter keystone z gniazdem HDMI-HDMI, biały","Adapter keystone z gniazdem HDMI (HDMI-gniazdo/HDMI-gniazdo), kolor biały","szt.",21.99,"Cobi Cu okablowanie",null,null,null,0.0]
[5018439.0,"Adapter keystone z gniazdem typu F-F (beczka)","Adapter keystone z gniazdem typu F (beczka-beczka) wyposażony","szt.",7.46,"Cobi Cu okablowanie",null,null,null,0.0]
[5018498.0,"Adapter keystone z gniazdem USB-USB (beczka)","Adapter keystone z gniazdem USB (USB-gniazdo/USB-gniazdo), kolor biały","szt.",11.89,"Cobi Cu okablowanie",null,null,null,0.0]
["F61-0022","Adapter keystone złącze światłowodowe ST czarny","Adapter keystone CobiCabling do złącz światłowodowych ST czarny","szt.",0.28,"Cobi FO osprzęt",null,null,null,0.0]
["6671 016/1","Adapter konfigurowalny na szynę DIN do mod.1xRJ45","Adapter konfigurowalny na szynę DIN do 1 modułu keystone (1xRJ45) bez mocowania","szt.",6.1,"Cobi Cu okablowanie",null,null,null,0.0]
[6671016.0,"Adapter konfigurowalny na szynę DIN do mod.20xRJ45","Adapter konfigurowalny na szynę DIN do 20 modułów keystone (20xRJ45) bez mocowania","szt.",140.3,"Cobi Cu okablowanie",null,null,null,0.0]
["F31-2400","Adapter LC/APC duplex jednomodowy OS2","Adapter CobiCabling LC/APC duplex jednomodowy OS2","szt.",6.84,"Cobi FO osprzęt",null,null,null,0.0]
["F31-4400","Adapter LC/APC quad jednomodowy OS2","Adapter CobiCabling LC/APC quad jednomodowy OS2","szt.",0.0,"Cobi FO osprzęt",null,null,null,0.0]
["F31-2300","Adapter LC/PC duplex jednomodowy OS2","Adapter CobiCabling LC/PC duplex jednomodowy OS2","szt.",3.93,"Cobi FO osprzęt",null,null,null,0.0]
["F32-2300","Adapter LC/PC duplex wielomodowy OM2","Adapter CobiCabling LC/PC duplex wielomodowy OM2","szt.",4.8,"Cobi FO osprzęt",null,null,null,0.0]
["F33-2300","Adapter LC/PC duplex wielomodowy OM3","Adapter CobiCabling LC/PC duplex wielomodowy OM3","szt.",6.52,"Cobi FO osprzęt",null,null,null,0.0]
["F34-2300","Adapter LC/PC duplex wielomodowy OM4","Adapter CobiCabling LC/PC duplex wielomodowy OM4","szt.",6.52,"Cobi FO osprzęt",null,null,null,0.0]
["F31-4300","Adapter LC/PC quad jednomodowy OS2","Adapter CobiCabling LC/PC quad jednomodowy OS2","szt.",11.44,"Cobi FO osprzęt",null,null,null,0.0]
["F32-4300","Adapter LC/PC quad wielomodowy OM2","Adapter CobiCabling LC/PC quad wielomodowy OM2","szt.",13.64,"Cobi FO osprzęt",null,null,null,0.0]
["F33-4300","Adapter LC/PC quad wielomodowy OM3","Adapter CobiCabling LC/PC quad wielomodowy OM3","szt.",13.64,"Cobi FO osprzęt",null,null,null,0.0]
["F34-4300","Adapter LC/PC quad wielomodowy OM4","Adapter CobiCabling LC/PC quad wielomodowy OM4","szt.",13.64,"Cobi FO osprzęt",null,null,null,0.0]
["T32-3010","Adapter LSA-RJ45 10-portowy do łączówek LSA","Adapter LSA-RJ45 10-portowy do łączówek LSA","szt.",0.0,"Cobi LSA telekomunikacja",null,null,null,0.0]
["F32-1900","Adapter MTRJ wielomodowy ","Adapter CobiCabling MTRJ wielomodowy ","szt.",0.0,"Cobi FO osprzęt",null,null,null,0.0]
["T12-2101","Adapter przełączeniowy 2/1 - łączówki rozłączne","Adapter przełączeniowy rozł. 2/1 - dla łączówek rozłącznych","szt.",0.0,"Cobi LSA telekomunikacja",null,null,null,0.0]
["T12-2102","Adapter przełączeniowy rozł. 2/10 - z nadrukiem","Adapter przełączeniowy rozł. 2/10 - z nadrukiem","szt.",0.0,"Cobi LSA telekomunikacja",null,null,null,0.0]
["F31-2200","Adapter SC/APC duplex jednomodowy OS2","Adapter CobiCabling SC/APC duplex jednomodowy OS2","szt.",4.24,"Cobi FO osprzęt",null,null,null,0.0]
["F31-1200","Adapter SC/APC simplex jednomodowy OS2","Adapter CobiCabling SC/APC simplex jednomodowy OS2","szt.",1.8,"Cobi FO osprzęt",null,null,null,0.0]
["F31-2100","Adapter SC/PC duplex jednomodowy  OS2","Adapter CobiCabling SC/PC duplex jednomodowy OS2","szt.",4.24,"Cobi FO osprzęt",null,null,null,0.0]
["F32-2100","Adapter SC/PC duplex wielomodowy OM2","Adapter CobiCabling SC/PC duplex wielomodowy OM2","szt.",3.16,"Cobi FO osprzęt",null,null,null,0.0]
["F33-2100","Adapter SC/PC duplex wielomodowy OM3","Adapter CobiCabling SC/PC duplex wielomodowy OM3","szt.",3.16,"Cobi FO osprzęt",null,null,null,0.0]
["F34-2100","Adapter SC/PC duplex wielomodowy OM4","Adapter CobiCabling SC/PC duplex wielomodowy OM4","szt.",3.6,"Cobi FO osprzęt",null,null,null,0.0]
["F31-1100","Adapter SC/PC simplex jednomodowy OS2","Adapter CobiCabling SC/PC simplex jednomodowy OS2","szt.",1.4,"Cobi FO osprzęt",null,null,null,0.0]
["F32-1100","Adapter SC/PC simplex wielomodowy OM2","Adapter CobiCabling SC/PC simplex wielomodowy OM2","szt.",1.4,"Cobi FO osprzęt",null,null,null,0.0]
["F33-1100","Adapter SC/PC simplex wielomodowy OM3","Adapter CobiCabling SC/PC simplex wielomodowy OM3","szt.",1.4,"Cobi FO osprzęt",null,null,null,0.0]
["F34-1100","Adapter SC/PC simplex wielomodowy OM4","Adapter CobiCabling SC/PC simplex wielomodowy OM4","szt.",1.4,"Cobi FO osprzęt",null,null,null,0.0]
["5065 210/BF","Adapter SC/PC sx jednomodowy, bezflangowy","Adapter CobiCabling SC/PC simplex jednomodowy OS2, bezflangowy","szt.",6.6,"Cobi FO osprzęt",null,null,null,0.0]
["5065 211/BF","Adapter SC/PC sx wielomodowy, bezflangowy","Adapter CobiCabling SC/PC simplex wielomodowy, bezflangowy","szt.",2.99,"Cobi FO osprzęt",null,null,null,0.0]
["F31-1700","Adapter ST/PC jednomodowy OS2","Adapter CobiCabling ST, jednomodowy","szt.",4.58,"Cobi FO osprzęt",null,null,null,0.0]
["F32-1700","Adapter ST/PC wielomodowy","Adapter CobiCabling ST, wielomodowy","szt.",2.99,"Cobi FO osprzęt",null,null,null,0.0]
[6.9230101E7,"Adapter tworzywo sztuczne, szyna DIN 1xRJ45, biały","Adapter z tworzywa sztucznego na szynę DIN 1xRJ45 z maskowicą boczną, biały","szt.",55.06,"Cobi Cu okablowanie",null,null,null,0.0]
["C30-0117","Adapter tworzywo sztuczne, szyna DIN 1xRJ45, biały","Adapter z tworzywa sztucznego na szynę DIN 1xRJ45 z maskowicą boczną, biały","szt.",20.26,"Cobi Cu okablowanie",null,null,null,0.0]
["C30-0113","Adapter z mocowaniem na szynę DIN do mod. 1xRJ45","Adapter z mocowaniem na szynę DIN do modułów keystone 1xRJ45","szt.",15.34,"Cobi Cu okablowanie",null,null,null,0.0]
["C30-0114","Adapter z mocowaniem na szynę DIN do mod. 2xRJ45","Adapter z mocowaniem na szynę DIN do modułów keystone 2xRJ45","szt.",30.68,"Cobi Cu okablowanie",null,null,null,0.0]
["C30-0115","Adapter z mocowaniem na szynę DIN do mod. 3xRJ45","Adapter z mocowaniem na szynę DIN do modułów keystone 3xRJ45","szt.",36.78,"Cobi Cu okablowanie",null,null,null,0.0]
["T12-2100","Adapter zrównoleglający 2/1","Adapter zrównoleglający 2/1","szt.",0.0,"Cobi LSA telekomunikacja",null,null,null,0.0]
["T12-2103","Adapter zrównoleglający 2/10 - bez nadruku","Adapter zrównoleglający 2/10 - bez nadruku","szt.",0.0,"Cobi LSA telekomunikacja",null,null,null,0.0]
["T12-2104","Adapter zrównoleglający 2/10 - z nadrukiem 1..0","Adapter zrównoleglający 2/10 - z nadrukiem 1..0","szt.",0.0,"Cobi LSA telekomunikacja",null,null,null,0.0]
["LL-LC-05","ADAPTER,LOCKIT,DUPLEX,LC,YEL,10/BG","ADAPTER,LOCKIT,DUPLEX,LC,YEL,10/BG","szt.",0.0,"SIEMON",null,null,null,12.2]
["202-114","AIR DUSTER - CRC - CANISTER","AIR DUSTER - CRC - CANISTER","szt.",0.0,"EXCEL",null,null,null,0.0]
["22-0011","AMP RJ45 DIE CRIMP T00L FOR CAT5 PLUGS WHITE DOT","AMP RJ45 DIE CRIMP T00L FOR CAT5 PLUGS WHITE DOT","szt.",0.0,"EXCEL",null,null,null,259.48]
["24-0017","AMP RJ45 PLG FTP-STRANDED","AMP RJ45 PLG FTP-STRANDED","szt.",0.0,"EXCEL",null,null,null,0.0]
["24-0016","AMP RJ45 PLG UTP-SOLID","AMP RJ45 PLG UTP-SOLID","szt.",0.0,"EXCEL",null,null,null,0.0]
["24-0016-PK100","AMP RJ45 PLG UTP-SOLID-PACK OF 100","AMP RJ45 PLG UTP-SOLID-PACK OF 100","szt.",0.0,"EXCEL",null,null,null,0.0]
["24-0015","AMP RJ45 PLG UTP-STRANDED","AMP RJ45 PLG UTP-STRANDED","szt.",0.0,"EXCEL",null,null,null,0.0]
["24-0006","AMP RJ45 PLUG [SUITS FTP ROUND]-SOLID","AMP RJ45 PLUG [SUITS FTP ROUND]-SOLID","szt.",0.0,"EXCEL",null,null,null,0.0]
["24-0008","AMP RJ45 PLUG SUITS FTP ROUND-STRANDED","AMP RJ45 PLUG SUITS FTP ROUND-STRANDED","szt.",0.0,"EXCEL",null,null,null,0.0]
["24-0002","AMP RJ45 PLUG SUITS UTP SOLID CABLE 5-554720-2","AMP RJ45 PLUG SUITS UTP SOLID CABLE 5-554720-2","szt.",0.0,"EXCEL",null,null,null,0.0]
["511NANN008A-YL51","AT&T 4-Parowe Narzędzie Uderzeniowe","AT&T 4-Parowe Narzędzie Uderzeniowe","szt.",162.61,"Inne - okazjonalne",null,null,null,0.0]
["2202PIFPP200","Aura 22AWG 2PR Cable LSOH Eca 8723 1M WHITE",null,"szt.",0.0,"EXCEL",null,null,null,537.46]
["GSRS-G006-MTR","Aura 6 C SCR ACC CONTROL CABLE B2ca",null,"szt.",0.0,"EXCEL",null,null,null,12.9]
["GSRS-G006","Aura 6 C SCR ACC CONTROL CABLE B2ca 200m Reel",null,"szt.",0.0,"EXCEL",null,null,null,2579.3]
["AR-60-016","aura BNC Coax Connector coupler 50ohm Gold PK10",null,"szt.",0.0,"EXCEL",null,null,null,16.42]
["AR-60-020","aura BNC Coax Connector Tee Adaptr 50ohm Gold Male",null,"szt.",0.0,"EXCEL",null,null,null,11.74]
["AR-60-019","aura BNC Female crimp for RG59 75 OHM",null,"szt.",0.0,"EXCEL",null,null,null,21.12]
["AR-60-018","aura BNC Female to Female T Piece  75 OHM",null,"szt.",0.0,"EXCEL",null,null,null,37.54]
["AR-40-202","aura HDMI over IP Decoder Receiver 1080p PoE","HDR HDMI Switch 4K 60Hz 3in 1out IR Remote","szt.",0.0,"EXCEL",null,null,null,215.36]
["AR-40-201","aura HDMI over IP Encoder Transmitter 1080p PoE","HDR HDMI Switch 4K 60Hz 3in 1out IR Remote","szt.",0.0,"EXCEL",null,null,null,215.36]
["VC-RPA-MAG-A24B","AUTOMATIC ROOF PANEL,MAGNETS,24VDC,SET OF 2","AUTOMATIC ROOF PANEL,MAGNETS,24VDC,SET OF 2","szt.",0.0,"SIEMON",null,null,null,107.0]
["T9065N","Automatyczny system wentylacji w przypadku awarii ","Automatyczny system wentylacji w przypadku awarii chłodzenia","szt.",6759.38,"TECNOSTEEL",null,null,null,0.0]
["VP2A-BFP-1-42","BAFFLE FILLER PANEL, 42U","BAFFLE FILLER PANEL, 42U","szt.",0.0,"SIEMON",null,null,null,62.72]
["VP2A-BFP-4-42","BAFFLE FILLER PANEL, 42U,GRAY","BAFFLE FILLER PANEL, 42U,GRAY","szt.",0.0,"SIEMON",null,null,null,62.72]
["VC10002","Baterie do detektora VC LED","Baterie do detektora VC LED","szt.",1.49,"Cobi Cu kable krosowe",null,null,null,0.0]
["BP1942","Belka 19'' 42U","Belka 19'' 42U","szt.",0.0,"Cobi szafy akcesoria",null,null,null,0.0]
["F9471","BELKA ŚRODKOWA DO SZAF STOJĄCYCH 42U (PARA)","BELKA ŚRODKOWA DO SZAF STOJĄCYCH 42U (PARA)","szt.",269.17,"TECNOSTEEL",null,null,null,0.0]
["F9470","BELKA ŚRODKOWA DO SZAF STOJĄCYCH 47U (PARA)","BELKA ŚRODKOWA DO SZAF STOJĄCYCH 47U (PARA)","szt.",300.83,"TECNOSTEEL",null,null,null,0.0]
["P9075","BELKI NOŚNE 19\" 20U (PARA) Z NUMERACJĄ - PROGRESS ","BELKI NOŚNE 19\" 20U (PARA) Z NUMERACJĄ - PROGRESS 600 i PROGRESS 800","szt.",195.05,"TECNOSTEEL",null,null,null,0.0]
["P9076","BELKI NOŚNE 19\" 24U (PARA) Z NUMERACJĄ - PROGRESS ","BELKI NOŚNE 19\" 24U (PARA) Z NUMERACJĄ - PROGRESS 600 i PROGRESS 800","szt.",186.57,"TECNOSTEEL",null,null,null,0.0]
["P9074","BELKI NOŚNE 19\" 27U (PARA) Z NUMERACJĄ - PROGRESS ","BELKI NOŚNE 19\" 27U (PARA) Z NUMERACJĄ - PROGRESS 600 i PROGRESS 800","szt.",212.01,"TECNOSTEEL",null,null,null,0.0]
["P9073","BELKI NOŚNE 19\" 33U (PARA) Z NUMERACJĄ - PROGRESS ","BELKI NOŚNE 19\" 33U (PARA) Z NUMERACJĄ - PROGRESS 600 i PROGRESS 800","szt.",228.97,"TECNOSTEEL",null,null,null,0.0]
["P9072","BELKI NOŚNE 19\" 38U (PARA) Z NUMERACJĄ - PROGRESS ","BELKI NOŚNE 19\" 38U (PARA) Z NUMERACJĄ - PROGRESS 600 i PROGRESS 800","szt.",237.45,"TECNOSTEEL",null,null,null,0.0]
["P9071","BELKI NOŚNE 19\" 42U (PARA) Z NUMERACJĄ - PROGRESS ","BELKI NOŚNE 19\" 42U (PARA) Z NUMERACJĄ - PROGRESS 600 i PROGRESS 800","szt.",254.41,"TECNOSTEEL",null,null,null,0.0]
["P9232","BELKI NOŚNE 19\" 42U (PARA) Z NUMERACJĄ - PROGRESS ","BELKI NOŚNE 19\" 42U (PARA) Z NUMERACJĄ - PROGRESS SERVER 1000","szt.",258.0,"TECNOSTEEL",null,null,null,0.0]
["P9070","BELKI NOŚNE 19\" 47U (PARA) Z NUMERACJĄ - PROGRESS ","BELKI NOŚNE 19\" 47U (PARA) Z NUMERACJĄ - PROGRESS 600 i PROGRESS 800","szt.",288.33,"TECNOSTEEL",null,null,null,0.0]
["P9231","BELKI NOŚNE 19\" 47U (PARA) Z NUMERACJĄ - PROGRESS ","BELKI NOŚNE 19\" 47U (PARA) Z NUMERACJĄ - PROGRESS SERVER 1000","szt.",276.21,"TECNOSTEEL",null,null,null,0.0]
["BĘBEN       ","BĘBEN ","BĘBEN ","szt.",0.0,"Inne - okazjonalne",null,null,null,0.0]
["T3980","BIM - Oprogramowanie do zarządzania DC","BIM - Oprogramowanie do zarządzania DC","szt.",0.0,"TECNOSTEEL",null,null,null,0.0]
["PNL-BLNK-1","BLANK FILLER PANEL, 1 RMS,BLK","BLANK FILLER PANEL, 1 RMS,BLK","szt.",0.0,"SIEMON",null,null,null,31.72]
["PNL-BLNK-2","BLANK FILLER PANEL, 2 RMS,BLK","BLANK FILLER PANEL, 2 RMS,BLK","szt.",0.0,"SIEMON",null,null,null,42.5]
["PNL-BLNK-3","BLANK FILLER PANEL, 3 RMS,BLK","BLANK FILLER PANEL, 3 RMS,BLK","szt.",0.0,"SIEMON",null,null,null,45.2]
["PNL-BLNK-4","BLANK FILLER PANEL, 4 RMS,BLK","BLANK FILLER PANEL, 4 RMS,BLK","szt.",0.0,"SIEMON",null,null,null,59.04]
["MX-BL-01","BLANK,MAX,BLK,10/BG","BLANK,MAX,BLK,10/BG","szt.",0.0,"SIEMON",null,null,null,4.6]
["MX-BL-02","BLANK,MAX,WHT,10/BG","BLANK,MAX,WHT,10/BG","szt.",0.0,"SIEMON",null,null,null,4.6]
["M1-50","BLOCK,S66,M4X50,50PR,FLD TERM,500 CLP","BLOCK,S66,M4X50,50PR,FLD TERM,500 CLP","szt.",0.0,"SIEMON",null,null,null,14.96]
["LL-LC-05/1","Blokada portu LC duplex ","Blokada portu LC duplex ","szt.",0.0,"SIEMON",null,null,null,0.0]
["F60-0019","Blokada wypięcia kabla krosowego E2000, czerwona","Blokada wypięcia kabla krosowego E2000, czerwona","szt.",0.0,"Cobi FO osprzęt",null,null,null,0.0]
["F60-0018","Blokada wypięcia kabla krosowego E2000, niebieska","Blokada wypięcia kabla krosowego E2000, niebieska","szt.",0.0,"Cobi FO osprzęt",null,null,null,0.0]
["F60-0017","Blokada wypięcia kabla krosowego E2000, zielona","Blokada wypięcia kabla krosowego E2000, zielona","szt.",0.0,"Cobi FO osprzęt",null,null,null,0.0]
["F60-0016","Blokada wypięcia kabla krosowego E2000, żółta","Blokada wypięcia kabla krosowego E2000, żółta","szt.",0.0,"Cobi FO osprzęt",null,null,null,0.0]
["C30-0403","Blokada wypięcia patchcordu RJ45 czerwona","Blokada wypięcia patchcordu RJ45 na zamek czerwona","szt.",0.0,"Cobi Cu okablowanie",null,null,null,0.0]
["C30-0402","Blokada wypięcia patchcordu RJ45 niebieska","Blokada wypięcia patchcordu RJ45 na zamek niebieska","szt.",0.0,"Cobi Cu okablowanie",null,null,null,0.0]
["C30-0401","Blokada wypięcia patchcordu RJ45 zielona","Blokada wypięcia patchcordu RJ45 na zamek zielona","szt.",0.0,"Cobi Cu okablowanie",null,null,null,0.0]
["C30-0400","Blokada wypięcia patchcordu RJ45 żółta","Blokada wypięcia patchcordu RJ45 na zamek żółta","szt.",0.0,"Cobi Cu okablowanie",null,null,null,0.0]
["AR-60-012","BNC Plug RG59 Crimp-on 75 Ohm PK10","BNC Plug RG59 Crimp-on 75 Ohm PK10","szt.",0.0,"EXCEL",null,null,null,8.82]
["AR-60-013","BNC Plug RG59 Screw-on 75 Ohm PK10","BNC Plug RG59 Screw-on 75 Ohm PK10","szt.",0.0,"EXCEL",null,null,null,9.46]
["AR-60-010","BNC Plug RG6/MF100 Crimp  75 Ohm PK10","BNC Plug RG6/MF100 Crimp  75 Ohm PK10","szt.",0.0,"EXCEL",null,null,null,8.82]
["AR-60-011","BNC Plug RG6/MF100 Screw-on 75 Ohm PK10","BNC Plug RG6/MF100 Screw-on 75 Ohm PK10","szt.",0.0,"EXCEL",null,null,null,9.46]
["A50-0044","Boczny wieszak kabla 44x44mm - kpl. 5 szt.","Boczny wieszak kabla 44x44mm - kpl. 5 szt. + elementy mocujące","szt.",91.16,"Cobi szafy akcesoria",null,null,null,0.0]
["A50-0048","Boczny wieszak kabla 44x88mm - kpl. 5 szt.","Boczny wieszak kabla 44x88mm - kpl. 5 szt. + elementy mocujące","szt.",0.0,"Cobi szafy akcesoria",null,null,null,0.0]
["A50-0066","Boczny wieszak kabla 66x66mm - kpl. 5 szt.","Boczny wieszak kabla 66x66mm - kpl. 5 szt. + elementy mocujące","szt.",68.65,"Cobi szafy akcesoria",null,null,null,0.0]
["A50-0068","Boczny wieszak kabla 66x88mm - kpl. 5 szt.","Boczny wieszak kabla 66x88mm - kpl. 5 szt. + elementy mocujące","szt.",0.0,"Cobi szafy akcesoria",null,null,null,0.0]
["A50-0088","Boczny wieszak kabla 88x88mm - kpl. 5 szt.","Boczny wieszak kabla 88x88mm - kpl. 5 szt. + elementy mocujące","szt.",114.39,"Cobi szafy akcesoria",null,null,null,0.0]
[6701735.0,"Box natynkowy IP67 wyposażony w 2xRJ45 kat. 6A ekr","Box natynkowy IP67 wyposażony w 2xRJ45 kat. 6A ekranowane","szt.",0.0,"Cobi Cu okablowanie",null,null,null,0.0]
[6700005.0,"Box natynkowy IP67 wyposażony w 2xRJ45 UTP kat. 5e","Box natynkowy IP67 wyposażony w 2xRJ45 UTP kat. 5e","szt.",0.0,"Cobi Cu okablowanie",null,null,null,0.0]
[6700006.0,"Box natynkowy IP67 wyposażony w 4xRJ45 UTP kat. 5e","Box natynkowy IP67 wyposażony w 4xRJ45 UTP kat. 5e","szt.",0.0,"Cobi Cu okablowanie",null,null,null,0.0]
["T20-1012","Box VKA12 - przełącznica szafkowa dla 420 par","Box VKA12 - przełącznica szafkowa dla 420 par","szt.",0.0,"Cobi LSA telekomunikacja",null,null,null,0.0]
["T20-1014","Box VKA14 - przełącznica szafkowa dla 540 par","Box VKA14 - przełącznica szafkowa dla 540 par","szt.",0.0,"Cobi LSA telekomunikacja",null,null,null,0.0]
["T20-1002","Box VKA2 - przełącznica szafkowa dla 100 par","Box VKA2 - przełącznica szafkowa dla 100 par","szt.",0.0,"Cobi LSA telekomunikacja",null,null,null,0.0]
["T20-1004","Box VKA4 - przełącznica szafkowa dla 140 par","Box VKA4 - przełącznica szafkowa dla 140 par","szt.",271.7,"Cobi LSA telekomunikacja",null,null,null,0.0]
["T20-1008","Box VKA8 - przełącznica szafkowa dla 280 par","Box VKA8 - przełącznica szafkowa dla 280 par","szt.",406.41,"Cobi LSA telekomunikacja",null,null,null,0.0]
["T20-0176","Box zewn. KS100 NT, IP54, zamek, gniezdnik, 10par","Box zewnętrzny KS100 natynkowy IP54 z zamkiem na 100 par, gniezdnik","szt.",0.0,"Cobi LSA telekomunikacja",null,null,null,0.0]
["T20-0177","Box zewn. KS100 PT, IP54, zamek, gniezdnik, 10par","Box zewnętrzny KS100 podtynkowy IP54 z zamkiem na 100 par, gniezdnik","szt.",0.0,"Cobi LSA telekomunikacja",null,null,null,0.0]
["T20-0148","Box zewn. KS20 NT, IP54, zamek, gniezdnik, 20par ","Box zewnętrzny KS20 natynkowy IP54 z zamkiem na 20","szt.",0.0,"Cobi LSA telekomunikacja",null,null,null,0.0]
["T20-0150","Box zewn. KS20 PT IP54, zamek, 20 par","Box zewnętrzny KS20 podtynkowy IP54 z zamkiem na 20 par","szt.",0.0,"Cobi LSA telekomunikacja",null,null,null,0.0]
["T20-0151","Box zewn. TT1 NT, IP54, zamek, gniezdnik, 30 par","Box zewnętrzny TT1 natynkowy IP54 z zamkiem, z gniezdnikiem","szt.",0.0,"Cobi LSA telekomunikacja",null,null,null,0.0]
["180-205","BRAIDED SLEEVING - EXPANDABLE 10MM-20MM RL100MTR","BRAIDED SLEEVING - EXPANDABLE 10MM-20MM RL100MTR","szt.",0.0,"EXCEL",null,null,null,84.96]
["180-208","BRAIDED SLEEVING - EXPANDABLE 40MM-63MM 25MTR","BRAIDED SLEEVING - EXPANDABLE 40MM-63MM 25MTR","szt.",0.0,"EXCEL",null,null,null,75.68]
["FPGSM","Bramka GSM LAN 3G, antena zasilacz","Bramka GSM LAN 3G, antena zasilacz","szt.",0.0,"TECNOSTEEL",null,null,null,0.0]
["AR-30-031","Brush Wall Plate Double Gang Plastic White Brush","Brush Wall Plate Double Gang Plastic White Brush","szt.",0.0,"EXCEL",null,null,null,4.02]
["AR-30-030","Brush Wall Plate Single Gang Plastic White Brush","Brush Wall Plate Single Gang Plastic White Brush","szt.",0.0,"EXCEL",null,null,null,2.9]
["202-089","BUFFER JACKET FIBRE STRIPPER 2 HOLES 140UM & 1MM","BUFFER JACKET FIBRE STRIPPER 2 HOLES 140UM & 1MM","szt.",0.0,"EXCEL",null,null,null,0.0]
["C074B-215WT/XX-0010/","C074B-215WT/XX-0010/XX-1N100","C074B-215WT/XX-0010/XX-1N100","szt.",0.0,"EXCEL",null,null,null,0.0]
["C074B-215WT/XX-117","C074B-215WT/XX-117/XX-1N100 - EXL C6 U/UTP B2ca KS","C074B-215WT/XX-117/XX-1N100 - EXL C6 U/UTP B2ca KSJ/RJ45 1W 10.0M","szt.",0.0,"EXCEL",null,null,null,0.0]
["C075B-215WT/XX-0010/","C075B-215WT/XX-0010/XX-1N100","C075B-215WT/XX-0010/XX-1N100","szt.",0.0,"EXCEL",null,null,null,0.0]
["DK-M6A-100","CAB ACC,DK-DC/TR,CAGE NUT,M6,100/BG","CAB ACC,DK-DC/TR,CAGE NUT,M6,100/BG","szt.",0.0,"SIEMON",null,null,null,0.0]
["DK-FBA-3-B","CAB ACC,DK-DC/TR,CU RK MNT,BLK,2CU 78CFM,240V-C14","CAB ACC,DK-DC/TR,CU RK MNT,BLK,2CU 78CFM,240V-C14","szt.",0.0,"SIEMON",null,null,null,0.0]
["DK-CEBA","CAB ACC,DK-DC/TR,EARTH/GRND BAR,19IN","CAB ACC,DK-DC/TR,EARTH/GRND BAR,19IN","szt.",0.0,"SIEMON",null,null,null,0.0]
["DK-B1A-01-B","CAB ACC,DK-DC/TR,PNL BLANK,BLK,1U,SOLID METAL","CAB ACC,DK-DC/TR,PNL BLANK,BLK,1U,SOLID METAL","szt.",0.0,"SIEMON",null,null,null,0.0]
["DK-B1A-02-B","CAB ACC,DK-DC/TR,PNL BLANK,BLK,2U,SOLID METAL","CAB ACC,DK-DC/TR,PNL BLANK,BLK,2U,SOLID METAL","szt.",0.0,"SIEMON",null,null,null,0.0]
["DKA-VPC4DC-B-42","CAB ACC,DK-DC/TR,VERT FGR DBL-SIDED,BLK,42U,4IN,W/","CAB ACC,DK-DC/TR,VERT FGR DBL-SIDED,BLK,42U,4IN,W/CVR","szt.",0.0,"SIEMON",null,null,null,0.0]
["DKA-VPC4DC-B-45","CAB ACC,DK-DC/TR,VERT FGR DBL-SIDED,BLK,45U,4IN,W/","CAB ACC,DK-DC/TR,VERT FGR DBL-SIDED,BLK,45U,4IN,W/CVR","szt.",0.0,"SIEMON",null,null,null,0.0]
["DK-PB1A-J-B","CAB ACC,DKTR,BASE,800W,1000D,BLK,PLI NTH","CAB ACC,DKTR,BASE,800W,1000D,BLK,PLI NTH","szt.",0.0,"SIEMON",null,null,null,0.0]
["DK-PB1A-G-B","CAB ACC,DKTR,BASE,800W,800D,BLK,PLIN TH","CAB ACC,DKTR,BASE,800W,800D,BLK,PLIN TH","szt.",0.0,"SIEMON",null,null,null,0.0]
["180-202","CABLE BINDING WRAP 22MM POLYETHYLENE 6MM (25MTR)","CABLE BINDING WRAP 22MM POLYETHYLENE 6MM (25MTR)","szt.",0.0,"EXCEL",null,null,null,45.4]
["202-045","CABLE CUTTERS UPTO 11MM OD","CABLE CUTTERS UPTO 11MM OD","szt.",0.0,"EXCEL",null,null,null,21.62]
["202-046","CABLE CUTTERS UPTO 13MM OD","CABLE CUTTERS UPTO 13MM OD","szt.",0.0,"EXCEL",null,null,null,21.62]
["202-044","CABLE CUTTERS UPTO 9MM OD","CABLE CUTTERS UPTO 9MM OD","szt.",0.0,"EXCEL",null,null,null,21.62]
["23-0040","CABLE DRUM DISPENSER KIT (ONE PAIR)","CABLE DRUM DISPENSER KIT (ONE PAIR)","szt.",0.0,"EXCEL",null,null,null,237.8]
["350-075","CABLE TACKER T28","CABLE TACKER T28","szt.",0.0,"EXCEL",null,null,null,0.0]
["350-080","CABLE TACKER T36","CABLE TACKER T36","szt.",0.0,"EXCEL",null,null,null,0.0]
["180-220","CABLE TIE CRADLES 15MMX9.5MM NATURAL PK100","CABLE TIE CRADLES 15MMX9.5MM NATURAL PK100","szt.",0.0,"EXCEL",null,null,null,0.0]
["CTR-LRK","CABLE TRAY RACK ACCESSORY LADDER RACK KIT","CABLE TRAY RACK ACCESSORY LADDER RACK KIT","szt.",0.0,"SIEMON",null,null,null,63.56]
["CTR-02-01C","CABLE TRAY RACK, 2U,BLACK, CAGE NUT","CABLE TRAY RACK, 2U,BLACK, CAGE NUT","szt.",0.0,"SIEMON",null,null,null,187.98]
["CTR-04-01","CABLE TRAY RACK, 4U,BLACK, 12-24","CABLE TRAY RACK, 4U,BLACK, 12-24","szt.",0.0,"SIEMON",null,null,null,206.8]
["CTR-04-01C","CABLE TRAY RACK, 4U,BLACK, CAGE NUT","CABLE TRAY RACK, 4U,BLACK, CAGE NUT","szt.",0.0,"SIEMON",null,null,null,217.14]
["CTR-06-01C","CABLE TRAY RACK, 6U,BLACK, CAGE NUT","CABLE TRAY RACK, 6U,BLACK, CAGE NUT","szt.",0.0,"SIEMON",null,null,null,227.0]
["CL1100/30","CABLELAY BASKET MATTING 6mm x 100mm x 30M CLASS O","CABLELAY BASKET MATTING 6mm x 100mm x 30M CLASS O","szt.",0.0,"EXCEL",null,null,null,0.0]
["CL1150/30","CABLELAY BASKET MATTING 6mm x 150mm x 30M CLASS O","CABLELAY BASKET MATTING 6mm x 150mm x 30M CLASS O","szt.",0.0,"EXCEL",null,null,null,0.0]
["CL1200/30","CABLELAY BASKET MATTING 6mm x 200mm x 30M CLASS O","CABLELAY BASKET MATTING 6mm x 200mm x 30M CLASS O","szt.",0.0,"EXCEL",null,null,null,0.0]
["CLS1300/15","CABLELAY BASKET MATTING 6mm x 300mm x 15M LSOH","CABLELAY BASKET MATTING 6mm x 300mm x 15M LSOH","szt.",0.0,"EXCEL",null,null,null,0.0]
["CL1300/30","CABLELAY BASKET MATTING 6mm x 300mm x 30M CLASS O","CABLELAY BASKET MATTING 6mm x 300mm x 30M CLASS O","szt.",0.0,"EXCEL",null,null,null,0.0]
["CL1450/30","CABLELAY BASKET MATTING 6mm x 450mm x 30M CLASS O","CABLELAY BASKET MATTING 6mm x 450mm x 30M CLASS O","szt.",0.0,"EXCEL",null,null,null,0.0]
["CLS1500/15","CABLELAY BASKET MATTING 6mm x 500mm x 15M LSOH","CABLELAY BASKET MATTING 6mm x 500mm x 15M LSOH","szt.",0.0,"EXCEL",null,null,null,0.0]
["CL1500/30","CABLELAY BASKET MATTING 6mm x 500mm x 30M CLASS O","CABLELAY BASKET MATTING 6mm x 500mm x 30M CLASS O","szt.",0.0,"EXCEL",null,null,null,0.0]
["CB5600/100","Cablelay Bridge 600mm W x 100mm H","Cablelay Bridge 600mm W x 100mm H","szt.",0.0,"EXCEL",null,null,null,0.0]
["CTO5015","CABLELAY CABLE-TAPE 3mm x 50mm x 15M CLASS O","CABLELAY CABLE-TAPE 3mm x 50mm x 15M CLASS O","szt.",0.0,"EXCEL",null,null,null,58.54]
["CTS5015","CABLELAY CABLE-TAPE 3mm x 50mm x 15M LSOH","CABLELAY CABLE-TAPE 3mm x 50mm x 15M LSOH","szt.",0.0,"EXCEL",null,null,null,109.92]
["CL3200/20","CABLELAY FLOOR MATTING 13mm x 200mm x 20M CLASS O","CABLELAY FLOOR MATTING 13mm x 200mm x 20M CLASS O","szt.",0.0,"EXCEL",null,null,null,0.0]
["A00-3000","CABLELAY FLOOR MATTING 13mm x 300mm x 20M CLASS O","CABLELAY FLOOR MATTING 13mm x 300mm x 20M CLASS O","szt.",0.0,"EXCEL",null,null,null,0.0]
["A00-3002","CABLELAY FLOOR MATTING 13mm x 500mm x 20M CLASS O","CABLELAY FLOOR MATTING 13mm x 500mm x 20M CLASS O","szt.",0.0,"EXCEL",null,null,null,0.0]
["CLS3500/20","CABLELAY FLOOR MATTING 13mm x 500mm x 20M LSOH","CABLELAY FLOOR MATTING 13mm x 500mm x 20M LSOH","szt.",0.0,"EXCEL",null,null,null,0.0]
["CL3550/20","CABLELAY FLOOR MATTING 13mm x 550mm x 20M CLASS O","CABLELAY FLOOR MATTING 13mm x 550mm x 20M CLASS O","szt.",0.0,"EXCEL",null,null,null,0.0]
["CLS3575/15","CABLELAY FLOOR MATTING 13mm x 575mm x 15M LSOH","CABLELAY FLOOR MATTING 13mm x 575mm x 15M LSOH","szt.",0.0,"EXCEL",null,null,null,0.0]
["CL3575/20","CABLELAY FLOOR MATTING 13mm x 575mm x 20M CLASS O","CABLELAY FLOOR MATTING 13mm x 575mm x 20M CLASS O","szt.",0.0,"EXCEL",null,null,null,0.0]
["CLS3575/20","CABLELAY FLOOR MATTING 13mm x 575mm x 20M LSOH","CABLELAY FLOOR MATTING 13mm x 575mm x 20M LSOH","szt.",0.0,"EXCEL",null,null,null,0.0]
["CL3600/20","CABLELAY FLOOR MATTING 13mm x 600mm x 20M CLASS O","CABLELAY FLOOR MATTING 13mm x 600mm x 20M CLASS O","szt.",0.0,"EXCEL",null,null,null,0.0]
["CL5575/10","CABLELAY FLOOR MATTING 25mm x 575mm x 10M CLASS","CABLELAY FLOOR MATTING 25mm x 575mm x 10M CLASS","szt.",0.0,"EXCEL",null,null,null,0.0]
["AC11-1275","Cantilever Shelf 1U 275mm deep, Black","Cantilever Shelf 1U 275mm deep, Black","szt.",77.62,"Cobi szafy akcesoria",null,null,null,0.0]
["AC11-1350","Cantilever Shelf 1U 350mm deep, Black","Cantilever Shelf 1U 350mm deep, Black","szt.",103.49,"Cobi szafy akcesoria",null,null,null,0.0]
["AC11-2475","Cantilever Shelf 2U 475mm deep, Black","Cantilever Shelf 2U 475mm deep, Black","szt.",129.25,"Cobi szafy akcesoria",null,null,null,0.0]
["85-372","cat5e feed thru mod plug pack of 100","cat5e feed thru mod plug pack of 100","szt.",0.0,"EXCEL",null,null,null,83.08]
["85-377","CAT6 FEED-THRU MOD PLUG PACK OF 100","CAT6 FEED-THRU MOD PLUG PACK OF 100","szt.",0.0,"EXCEL",null,null,null,103.86]
["100-136","CAT6A CRIMP TOOL FRAME & DIE SET KIT","CAT6A CRIMP TOOL FRAME & DIE SET KIT","szt.",0.0,"EXCEL",null,null,null,777.38]
["SFPPQSFP28-02.5","CBL ASSY,HS,10/40G,DAC-PASV,QSFP+/4SFP+,28AWG,2.5M","CBL ASSY,HS,10/40G,DAC-PASV,QSFP+/4SFP+,28AWG,2.5M,PVC,BLK","szt.",0.0,"SIEMON",null,null,null,209.14]
["SFPPQSFP2802.5L","CBL ASSY,HS,10/40G,DAC-PASV,QSFP+/4SFP+,28AWG,2.5M","CBL ASSY,HS,10/40G,DAC-PASV,QSFP+/4SFP+,28AWG,2.5M,LS0H,BLK","szt.",0.0,"SIEMON",null,null,null,209.14]
["SFPPQSFP2803L","CBL ASSY,HS,10/40G,DAC-PASV,QSFP+/4SFP+,28AWG,3M,L","CBL ASSY,HS,10/40G,DAC-PASV,QSFP+/4SFP+,28AWG,3M,LS0H,BLK","szt.",0.0,"SIEMON",null,null,null,218.9]
["SFPPQSFP28-03","CBL ASSY,HS,10/40G,DAC-PASV,QSFP+/4SFP+,28AWG,3M,P","CBL ASSY,HS,10/40G,DAC-PASV,QSFP+/4SFP+,28AWG,3M,PVC,BLK","szt.",0.0,"SIEMON",null,null,null,218.9]
["SFPPQSFP2805L","CBL ASSY,HS,10/40G,DAC-PASV,QSFP+/4SFP+,28AWG,5M,L","CBL ASSY,HS,10/40G,DAC-PASV,QSFP+/4SFP+,28AWG,5M,LS0H,BLK","szt.",0.0,"SIEMON",null,null,null,274.0]
["SFPPQSFP28-05","CBL ASSY,HS,10/40G,DAC-PASV,QSFP+/4SFP+,28AWG,5M,P","CBL ASSY,HS,10/40G,DAC-PASV,QSFP+/4SFP+,28AWG,5M,PVC,BLK","szt.",0.0,"SIEMON",null,null,null,274.0]
["SFPPQSFP30-00.5","CBL ASSY,HS,10/40G,DAC-PASV,QSFP+/4SFP+,30AWG,0.5M","CBL ASSY,HS,10/40G,DAC-PASV,QSFP+/4SFP+,30AWG,0.5M,PVC,BLK","szt.",0.0,"SIEMON",null,null,null,163.18]
["SFPPQSFP3000.5L","CBL ASSY,HS,10/40G,DAC-PASV,QSFP+/4SFP+,30AWG,0.5M","CBL ASSY,HS,10/40G,DAC-PASV,QSFP+/4SFP+,30AWG,0.5M,LS0H,BLK","szt.",0.0,"SIEMON",null,null,null,163.18]
["SFPPQSFP30-01.5","CBL ASSY,HS,10/40G,DAC-PASV,QSFP+/4SFP+,30AWG,1.5M","CBL ASSY,HS,10/40G,DAC-PASV,QSFP+/4SFP+,30AWG,1.5M,PVC,BLK","szt.",0.0,"SIEMON",null,null,null,187.32]
["SFPPQSFP3001.5L","CBL ASSY,HS,10/40G,DAC-PASV,QSFP+/4SFP+,30AWG,1.5M","CBL ASSY,HS,10/40G,DAC-PASV,QSFP+/4SFP+,30AWG,1.5M,LS0H,BLK","szt.",0.0,"SIEMON",null,null,null,187.32]
["SFPPQSFP3001L","CBL ASSY,HS,10/40G,DAC-PASV,QSFP+/4SFP+,30AWG,1M,L","CBL ASSY,HS,10/40G,DAC-PASV,QSFP+/4SFP+,30AWG,1M,LS0H,BLK","szt.",0.0,"SIEMON",null,null,null,175.24]
["SFPPQSFP30-01","CBL ASSY,HS,10/40G,DAC-PASV,QSFP+/4SFP+,30AWG,1M,P","CBL ASSY,HS,10/40G,DAC-PASV,QSFP+/4SFP+,30AWG,1M,PVC,BLK","szt.",0.0,"SIEMON",null,null,null,175.24]
["SFPPQSFP3002L","CBL ASSY,HS,10/40G,DAC-PASV,QSFP+/4SFP+,30AWG,2M,L","CBL ASSY,HS,10/40G,DAC-PASV,QSFP+/4SFP+,30AWG,2M,LS0H,BLK","szt.",0.0,"SIEMON",null,null,null,199.38]
["SFPPQSFP30-02","CBL ASSY,HS,10/40G,DAC-PASV,QSFP+/4SFP+,30AWG,2M,P","CBL ASSY,HS,10/40G,DAC-PASV,QSFP+/4SFP+,30AWG,2M,PVC,BLK","szt.",0.0,"SIEMON",null,null,null,199.38]
["Q1Q28P262.5-01L","CBL ASSY,HS,100G,DAC-PASV,QSFP28,26AWG,2.5M,LS0H,B","CBL ASSY,HS,100G,DAC-PASV,QSFP28,26AWG,2.5M,LS0H,BLK","szt.",0.0,"SIEMON",null,null,null,256.46]
["Q1Q28P262.5-06L","CBL ASSY,HS,100G,DAC-PASV,QSFP28,26AWG,2.5M,LS0H,B","CBL ASSY,HS,100G,DAC-PASV,QSFP28,26AWG,2.5M,LS0H,BLU","szt.",0.0,"SIEMON",null,null,null,256.46]
["Q1Q28P262.5-03L","CBL ASSY,HS,100G,DAC-PASV,QSFP28,26AWG,2.5M,LS0H,R","CBL ASSY,HS,100G,DAC-PASV,QSFP28,26AWG,2.5M,LS0H,RED","szt.",0.0,"SIEMON",null,null,null,256.46]
["Q1Q28P262.5-02L","CBL ASSY,HS,100G,DAC-PASV,QSFP28,26AWG,2.5M,LS0H,W","CBL ASSY,HS,100G,DAC-PASV,QSFP28,26AWG,2.5M,LS0H,WHT","szt.",0.0,"SIEMON",null,null,null,256.46]
["Q1Q28P263.0-01L","CBL ASSY,HS,100G,DAC-PASV,QSFP28,26AWG,3M,LS0H,BLK","CBL ASSY,HS,100G,DAC-PASV,QSFP28,26AWG,3M,LS0H,BLK","szt.",0.0,"SIEMON",null,null,null,283.4]
["Q1Q28P263.0-06L","CBL ASSY,HS,100G,DAC-PASV,QSFP28,26AWG,3M,LS0H,BLU","CBL ASSY,HS,100G,DAC-PASV,QSFP28,26AWG,3M,LS0H,BLU","szt.",0.0,"SIEMON",null,null,null,283.4]
["Q1Q28P263.0-03L","CBL ASSY,HS,100G,DAC-PASV,QSFP28,26AWG,3M,LS0H,RED","CBL ASSY,HS,100G,DAC-PASV,QSFP28,26AWG,3M,LS0H,RED","szt.",0.0,"SIEMON",null,null,null,283.4]
["Q1Q28P263.0-02L","CBL ASSY,HS,100G,DAC-PASV,QSFP28,26AWG,3M,LS0H,WHT","CBL ASSY,HS,100G,DAC-PASV,QSFP28,26AWG,3M,LS0H,WHT","szt.",0.0,"SIEMON",null,null,null,283.4]
["Q1Q28P265.0-01L","CBL ASSY,HS,100G,DAC-PASV,QSFP28,26AWG,5M,LS0H,BLK","CBL ASSY,HS,100G,DAC-PASV,QSFP28,26AWG,5M,LS0H,BLK","szt.",0.0,"SIEMON",null,null,null,391.16]
["Q1Q28P265.0-06L","CBL ASSY,HS,100G,DAC-PASV,QSFP28,26AWG,5M,LS0H,BLU","CBL ASSY,HS,100G,DAC-PASV,QSFP28,26AWG,5M,LS0H,BLU","szt.",0.0,"SIEMON",null,null,null,391.16]
["Q1Q28P265.0-03L","CBL ASSY,HS,100G,DAC-PASV,QSFP28,26AWG,5M,LS0H,RED","CBL ASSY,HS,100G,DAC-PASV,QSFP28,26AWG,5M,LS0H,RED","szt.",0.0,"SIEMON",null,null,null,391.16]
["Q1Q28P265.0-02L","CBL ASSY,HS,100G,DAC-PASV,QSFP28,26AWG,5M,LS0H,WHT","CBL ASSY,HS,100G,DAC-PASV,QSFP28,26AWG,5M,LS0H,WHT","szt.",0.0,"SIEMON",null,null,null,391.16]
["Q1Q28P300.5-01L","CBL ASSY,HS,100G,DAC-PASV,QSFP28,30AWG,0.5M,LS0H,B","CBL ASSY,HS,100G,DAC-PASV,QSFP28,30AWG,0.5M,LS0H,BLK","szt.",0.0,"SIEMON",null,null,null,143.44]
["Q1Q28P300.5-06L","CBL ASSY,HS,100G,DAC-PASV,QSFP28,30AWG,0.5M,LS0H,B","CBL ASSY,HS,100G,DAC-PASV,QSFP28,30AWG,0.5M,LS0H,BLU","szt.",0.0,"SIEMON",null,null,null,143.44]
["Q1Q28P300.5-03L","CBL ASSY,HS,100G,DAC-PASV,QSFP28,30AWG,0.5M,LS0H,R","CBL ASSY,HS,100G,DAC-PASV,QSFP28,30AWG,0.5M,LS0H,RED","szt.",0.0,"SIEMON",null,null,null,143.44]
["Q1Q28P300.5-02L","CBL ASSY,HS,100G,DAC-PASV,QSFP28,30AWG,0.5M,LS0H,W","CBL ASSY,HS,100G,DAC-PASV,QSFP28,30AWG,0.5M,LS0H,WHT","szt.",0.0,"SIEMON",null,null,null,143.44]
["Q1Q28P301.5-01L","CBL ASSY,HS,100G,DAC-PASV,QSFP28,30AWG,1.5M,LS0H,B","CBL ASSY,HS,100G,DAC-PASV,QSFP28,30AWG,1.5M,LS0H,BLK","szt.",0.0,"SIEMON",null,null,null,177.74]
["Q1Q28P301.5-06L","CBL ASSY,HS,100G,DAC-PASV,QSFP28,30AWG,1.5M,LS0H,B","CBL ASSY,HS,100G,DAC-PASV,QSFP28,30AWG,1.5M,LS0H,BLU","szt.",0.0,"SIEMON",null,null,null,177.74]
["Q1Q28P301.5-03L","CBL ASSY,HS,100G,DAC-PASV,QSFP28,30AWG,1.5M,LS0H,R","CBL ASSY,HS,100G,DAC-PASV,QSFP28,30AWG,1.5M,LS0H,RED","szt.",0.0,"SIEMON",null,null,null,177.74]
["Q1Q28P301.5-02L","CBL ASSY,HS,100G,DAC-PASV,QSFP28,30AWG,1.5M,LS0H,W","CBL ASSY,HS,100G,DAC-PASV,QSFP28,30AWG,1.5M,LS0H,WHT","szt.",0.0,"SIEMON",null,null,null,177.74]
["Q1Q28P301.0-01L","CBL ASSY,HS,100G,DAC-PASV,QSFP28,30AWG,1M,LS0H,BLK","CBL ASSY,HS,100G,DAC-PASV,QSFP28,30AWG,1M,LS0H,BLK","szt.",0.0,"SIEMON",null,null,null,160.6]
["Q1Q28P301.0-06L","CBL ASSY,HS,100G,DAC-PASV,QSFP28,30AWG,1M,LS0H,BLU","CBL ASSY,HS,100G,DAC-PASV,QSFP28,30AWG,1M,LS0H,BLU","szt.",0.0,"SIEMON",null,null,null,160.6]
["Q1Q28P301.0-03L","CBL ASSY,HS,100G,DAC-PASV,QSFP28,30AWG,1M,LS0H,RED","CBL ASSY,HS,100G,DAC-PASV,QSFP28,30AWG,1M,LS0H,RED","szt.",0.0,"SIEMON",null,null,null,160.6]
["Q1Q28P301.0-02L","CBL ASSY,HS,100G,DAC-PASV,QSFP28,30AWG,1M,LS0H,WHT","CBL ASSY,HS,100G,DAC-PASV,QSFP28,30AWG,1M,LS0H,WHT","szt.",0.0,"SIEMON",null,null,null,160.6]
["Q1Q28P302.5-01L","CBL ASSY,HS,100G,DAC-PASV,QSFP28,30AWG,2.5M,LS0H,B","CBL ASSY,HS,100G,DAC-PASV,QSFP28,30AWG,2.5M,LS0H,BLK","szt.",0.0,"SIEMON",null,null,null,212.06]
["Q1Q28P302.0-01L","CBL ASSY,HS,100G,DAC-PASV,QSFP28,30AWG,2M,LS0H,BLK","CBL ASSY,HS,100G,DAC-PASV,QSFP28,30AWG,2M,LS0H,BLK","szt.",0.0,"SIEMON",null,null,null,194.9]
["Q1Q28P302.0-06L","CBL ASSY,HS,100G,DAC-PASV,QSFP28,30AWG,2M,LS0H,BLU","CBL ASSY,HS,100G,DAC-PASV,QSFP28,30AWG,2M,LS0H,BLU","szt.",0.0,"SIEMON",null,null,null,194.9]
["Q1Q28P302.0-03L","CBL ASSY,HS,100G,DAC-PASV,QSFP28,30AWG,2M,LS0H,RED","CBL ASSY,HS,100G,DAC-PASV,QSFP28,30AWG,2M,LS0H,RED","szt.",0.0,"SIEMON",null,null,null,194.9]
["Q1Q28P302.0-02L","CBL ASSY,HS,100G,DAC-PASV,QSFP28,30AWG,2M,LS0H,WHT","CBL ASSY,HS,100G,DAC-PASV,QSFP28,30AWG,2M,LS0H,WHT","szt.",0.0,"SIEMON",null,null,null,194.9]
["Q1Q28P303.0-01L","CBL ASSY,HS,100G,DAC-PASV,QSFP28,30AWG,3M,LS0H,BLK","CBL ASSY,HS,100G,DAC-PASV,QSFP28,30AWG,3M,LS0H,BLK","szt.",0.0,"SIEMON",null,null,null,229.2]
["SFPPA28-10L","CBL ASSY,HS,10G,DAC-ACTV,SFP+,28AWG,10M,LS0H,BLK","CBL ASSY,HS,10G,DAC-ACTV,SFP+,28AWG,10M,LS0H,BLK","szt.",0.0,"SIEMON",null,null,null,451.88]
["SFPH10GBA10M01L","CBL ASSY,HS,10G,DAC-ACTV,SFP+,28AWG,10M,LS0H,BLK,C","CBL ASSY,HS,10G,DAC-ACTV,SFP+,28AWG,10M,LS0H,BLK,CISCO","szt.",0.0,"SIEMON",null,null,null,448.2]
["SFPPA28-10-06L","CBL ASSY,HS,10G,DAC-ACTV,SFP+,28AWG,10M,LS0H,BLU","CBL ASSY,HS,10G,DAC-ACTV,SFP+,28AWG,10M,LS0H,BLU","szt.",0.0,"SIEMON",null,null,null,451.88]
["SFPH10GBA10M06L","CBL ASSY,HS,10G,DAC-ACTV,SFP+,28AWG,10M,LS0H,BLU,C","CBL ASSY,HS,10G,DAC-ACTV,SFP+,28AWG,10M,LS0H,BLU,CISCO","szt.",0.0,"SIEMON",null,null,null,448.2]
["SFPPA28-10-03L","CBL ASSY,HS,10G,DAC-ACTV,SFP+,28AWG,10M,LS0H,RED","CBL ASSY,HS,10G,DAC-ACTV,SFP+,28AWG,10M,LS0H,RED","szt.",0.0,"SIEMON",null,null,null,451.88]
["SFPH10GBA10M03L","CBL ASSY,HS,10G,DAC-ACTV,SFP+,28AWG,10M,LS0H,RED,C","CBL ASSY,HS,10G,DAC-ACTV,SFP+,28AWG,10M,LS0H,RED,CISCO","szt.",0.0,"SIEMON",null,null,null,448.2]
["SFPPA28-10-02L","CBL ASSY,HS,10G,DAC-ACTV,SFP+,28AWG,10M,LS0H,WHT","CBL ASSY,HS,10G,DAC-ACTV,SFP+,28AWG,10M,LS0H,WHT","szt.",0.0,"SIEMON",null,null,null,451.88]
["SFPH10GBA10M02L","CBL ASSY,HS,10G,DAC-ACTV,SFP+,28AWG,10M,LS0H,WHT,C","CBL ASSY,HS,10G,DAC-ACTV,SFP+,28AWG,10M,LS0H,WHT,CISCO","szt.",0.0,"SIEMON",null,null,null,448.2]
["SFPPA28-10","CBL ASSY,HS,10G,DAC-ACTV,SFP+,28AWG,10M,PVC,BLK","CBL ASSY,HS,10G,DAC-ACTV,SFP+,28AWG,10M,PVC,BLK","szt.",0.0,"SIEMON",null,null,null,451.88]
["SFPH10GBACU10MS","CBL ASSY,HS,10G,DAC-ACTV,SFP+,28AWG,10M,PVC,BLK,CI","CBL ASSY,HS,10G,DAC-ACTV,SFP+,28AWG,10M,PVC,BLK,CISCO","szt.",0.0,"SIEMON",null,null,null,448.2]
["SFPPA28-10-06","CBL ASSY,HS,10G,DAC-ACTV,SFP+,28AWG,10M,PVC,BLU","CBL ASSY,HS,10G,DAC-ACTV,SFP+,28AWG,10M,PVC,BLU","szt.",0.0,"SIEMON",null,null,null,451.88]
["SFPH10GBA10MS06","CBL ASSY,HS,10G,DAC-ACTV,SFP+,28AWG,10M,PVC,BLU,CI","CBL ASSY,HS,10G,DAC-ACTV,SFP+,28AWG,10M,PVC,BLU,CISCO","szt.",0.0,"SIEMON",null,null,null,448.2]
["SFPPA28-10-03","CBL ASSY,HS,10G,DAC-ACTV,SFP+,28AWG,10M,PVC,RED","CBL ASSY,HS,10G,DAC-ACTV,SFP+,28AWG,10M,PVC,RED","szt.",0.0,"SIEMON",null,null,null,451.88]
["SFPH10GBA10MS03","CBL ASSY,HS,10G,DAC-ACTV,SFP+,28AWG,10M,PVC,RED,CI","CBL ASSY,HS,10G,DAC-ACTV,SFP+,28AWG,10M,PVC,RED,CISCO","szt.",0.0,"SIEMON",null,null,null,448.2]
["SFPPA28-10-02","CBL ASSY,HS,10G,DAC-ACTV,SFP+,28AWG,10M,PVC,WHT","CBL ASSY,HS,10G,DAC-ACTV,SFP+,28AWG,10M,PVC,WHT","szt.",0.0,"SIEMON",null,null,null,451.88]
["SFPH10GBA10MS02","CBL ASSY,HS,10G,DAC-ACTV,SFP+,28AWG,10M,PVC,WHT,CI","CBL ASSY,HS,10G,DAC-ACTV,SFP+,28AWG,10M,PVC,WHT,CISCO","szt.",0.0,"SIEMON",null,null,null,448.2]
["SFPPA28-07L","CBL ASSY,HS,10G,DAC-ACTV,SFP+,28AWG,7M,LS0H,BLK","CBL ASSY,HS,10G,DAC-ACTV,SFP+,28AWG,7M,LS0H,BLK","szt.",0.0,"SIEMON",null,null,null,423.84]
["SFPH10GBA7M01L","CBL ASSY,HS,10G,DAC-ACTV,SFP+,28AWG,7M,LS0H,BLK,CI","CBL ASSY,HS,10G,DAC-ACTV,SFP+,28AWG,7M,LS0H,BLK,CISCO","szt.",0.0,"SIEMON",null,null,null,435.94]
["SFPPA28-07-06L","CBL ASSY,HS,10G,DAC-ACTV,SFP+,28AWG,7M,LS0H,BLU","CBL ASSY,HS,10G,DAC-ACTV,SFP+,28AWG,7M,LS0H,BLU","szt.",0.0,"SIEMON",null,null,null,423.84]
["SFPH10GBA7M06L","CBL ASSY,HS,10G,DAC-ACTV,SFP+,28AWG,7M,LS0H,BLU,CI","CBL ASSY,HS,10G,DAC-ACTV,SFP+,28AWG,7M,LS0H,BLU,CISCO","szt.",0.0,"SIEMON",null,null,null,435.94]
["SFPPA28-07-03L","CBL ASSY,HS,10G,DAC-ACTV,SFP+,28AWG,7M,LS0H,RED","CBL ASSY,HS,10G,DAC-ACTV,SFP+,28AWG,7M,LS0H,RED","szt.",0.0,"SIEMON",null,null,null,423.84]
["SFPH10GBA7M03L","CBL ASSY,HS,10G,DAC-ACTV,SFP+,28AWG,7M,LS0H,RED,CI","CBL ASSY,HS,10G,DAC-ACTV,SFP+,28AWG,7M,LS0H,RED,CISCO","szt.",0.0,"SIEMON",null,null,null,435.94]
["SFPPA28-07-02L","CBL ASSY,HS,10G,DAC-ACTV,SFP+,28AWG,7M,LS0H,WHT","CBL ASSY,HS,10G,DAC-ACTV,SFP+,28AWG,7M,LS0H,WHT","szt.",0.0,"SIEMON",null,null,null,423.84]
["SFPH10GBA7M02L","CBL ASSY,HS,10G,DAC-ACTV,SFP+,28AWG,7M,LS0H,WHT,CI","CBL ASSY,HS,10G,DAC-ACTV,SFP+,28AWG,7M,LS0H,WHT,CISCO","szt.",0.0,"SIEMON",null,null,null,435.94]
["SFPPA28-07","CBL ASSY,HS,10G,DAC-ACTV,SFP+,28AWG,7M,PVC,BLK","CBL ASSY,HS,10G,DAC-ACTV,SFP+,28AWG,7M,PVC,BLK","szt.",0.0,"SIEMON",null,null,null,423.84]
["SFPH10GBACU7MS","CBL ASSY,HS,10G,DAC-ACTV,SFP+,28AWG,7M,PVC,BLK,CIS","CBL ASSY,HS,10G,DAC-ACTV,SFP+,28AWG,7M,PVC,BLK,CISCO","szt.",0.0,"SIEMON",null,null,null,435.94]
["SFPPA28-07-06","CBL ASSY,HS,10G,DAC-ACTV,SFP+,28AWG,7M,PVC,BLU","CBL ASSY,HS,10G,DAC-ACTV,SFP+,28AWG,7M,PVC,BLU","szt.",0.0,"SIEMON",null,null,null,423.84]
["SFPH10GBA7MS06","CBL ASSY,HS,10G,DAC-ACTV,SFP+,28AWG,7M,PVC,BLU,CIS","CBL ASSY,HS,10G,DAC-ACTV,SFP+,28AWG,7M,PVC,BLU,CISCO","szt.",0.0,"SIEMON",null,null,null,435.94]
["SFPPA28-07-03","CBL ASSY,HS,10G,DAC-ACTV,SFP+,28AWG,7M,PVC,RED","CBL ASSY,HS,10G,DAC-ACTV,SFP+,28AWG,7M,PVC,RED","szt.",0.0,"SIEMON",null,null,null,423.84]
["SFPH10GBA7MS03","CBL ASSY,HS,10G,DAC-ACTV,SFP+,28AWG,7M,PVC,RED,CIS","CBL ASSY,HS,10G,DAC-ACTV,SFP+,28AWG,7M,PVC,RED,CISCO","szt.",0.0,"SIEMON",null,null,null,435.94]
["SFPPA28-07-02","CBL ASSY,HS,10G,DAC-ACTV,SFP+,28AWG,7M,PVC,WHT","CBL ASSY,HS,10G,DAC-ACTV,SFP+,28AWG,7M,PVC,WHT","szt.",0.0,"SIEMON",null,null,null,423.84]
["SFPH10GBA7MS02","CBL ASSY,HS,10G,DAC-ACTV,SFP+,28AWG,7M,PVC,WHT,CIS","CBL ASSY,HS,10G,DAC-ACTV,SFP+,28AWG,7M,PVC,WHT,CISCO","szt.",0.0,"SIEMON",null,null,null,435.94]
["SFPH10GB5.0M01L","CBL ASSY,HS,10G,DAC-PASV,SFP+,24AWG,5M,LS0H,BLK,CI","CBL ASSY,HS,10G,DAC-PASV,SFP+,24AWG,5M,LS0H,BLK,CISCO","szt.",0.0,"SIEMON",null,null,null,163.78]
["SFPH10GB5.0M06L","CBL ASSY,HS,10G,DAC-PASV,SFP+,24AWG,5M,LS0H,BLU,CI","CBL ASSY,HS,10G,DAC-PASV,SFP+,24AWG,5M,LS0H,BLU,CISCO","szt.",0.0,"SIEMON",null,null,null,163.78]
["SFPH10GB5.0M03L","CBL ASSY,HS,10G,DAC-PASV,SFP+,24AWG,5M,LS0H,RED,CI","CBL ASSY,HS,10G,DAC-PASV,SFP+,24AWG,5M,LS0H,RED,CISCO","szt.",0.0,"SIEMON",null,null,null,163.78]
["SFPH10GB5.0M02L","CBL ASSY,HS,10G,DAC-PASV,SFP+,24AWG,5M,LS0H,WHT,CI","CBL ASSY,HS,10G,DAC-PASV,SFP+,24AWG,5M,LS0H,WHT,CISCO","szt.",0.0,"SIEMON",null,null,null,163.78]
["SFPH10GBCU5MS","CBL ASSY,HS,10G,DAC-PASV,SFP+,24AWG,5M,PVC,BLK,CIS","CBL ASSY,HS,10G,DAC-PASV,SFP+,24AWG,5M,PVC,BLK,CISCO","szt.",0.0,"SIEMON",null,null,null,163.78]
["SFPH10GB5MS06","CBL ASSY,HS,10G,DAC-PASV,SFP+,24AWG,5M,PVC,BLU,CIS","CBL ASSY,HS,10G,DAC-PASV,SFP+,24AWG,5M,PVC,BLU,CISCO","szt.",0.0,"SIEMON",null,null,null,163.78]
["SFPH10GB5MS03","CBL ASSY,HS,10G,DAC-PASV,SFP+,24AWG,5M,PVC,RED,CIS","CBL ASSY,HS,10G,DAC-PASV,SFP+,24AWG,5M,PVC,RED,CISCO","szt.",0.0,"SIEMON",null,null,null,163.78]
["SFPH10GB5MS02","CBL ASSY,HS,10G,DAC-PASV,SFP+,24AWG,5M,PVC,WHT,CIS","CBL ASSY,HS,10G,DAC-PASV,SFP+,24AWG,5M,PVC,WHT,CISCO","szt.",0.0,"SIEMON",null,null,null,163.78]
["SFPP24-07L","CBL ASSY,HS,10G,DAC-PASV,SFP+,24AWG,7M,LS0H,BLK","CBL ASSY,HS,10G,DAC-PASV,SFP+,24AWG,7M,LS0H,BLK","szt.",0.0,"SIEMON",null,null,null,236.34]
["SFPP24-07-06L","CBL ASSY,HS,10G,DAC-PASV,SFP+,24AWG,7M,LS0H,BLU","CBL ASSY,HS,10G,DAC-PASV,SFP+,24AWG,7M,LS0H,BLU","szt.",0.0,"SIEMON",null,null,null,236.34]
["SFPP24-07-03L","CBL ASSY,HS,10G,DAC-PASV,SFP+,24AWG,7M,LS0H,RED","CBL ASSY,HS,10G,DAC-PASV,SFP+,24AWG,7M,LS0H,RED","szt.",0.0,"SIEMON",null,null,null,236.34]
["SFPP24-07-02L","CBL ASSY,HS,10G,DAC-PASV,SFP+,24AWG,7M,LS0H,WHT","CBL ASSY,HS,10G,DAC-PASV,SFP+,24AWG,7M,LS0H,WHT","szt.",0.0,"SIEMON",null,null,null,236.34]
["SFPP24-07","CBL ASSY,HS,10G,DAC-PASV,SFP+,24AWG,7M,PVC,BLK","CBL ASSY,HS,10G,DAC-PASV,SFP+,24AWG,7M,PVC,BLK","szt.",0.0,"SIEMON",null,null,null,236.34]
["SFPP24-07-03","CBL ASSY,HS,10G,DAC-PASV,SFP+,24AWG,7M,PVC,BLU","CBL ASSY,HS,10G,DAC-PASV,SFP+,24AWG,7M,PVC,BLU","szt.",0.0,"SIEMON",null,null,null,236.34]
["SFPP24-07-06","CBL ASSY,HS,10G,DAC-PASV,SFP+,24AWG,7M,PVC,BLU","CBL ASSY,HS,10G,DAC-PASV,SFP+,24AWG,7M,PVC,BLU","szt.",0.0,"SIEMON",null,null,null,236.34]
["SFPP24-07-02","CBL ASSY,HS,10G,DAC-PASV,SFP+,24AWG,7M,PVC,WHT","CBL ASSY,HS,10G,DAC-PASV,SFP+,24AWG,7M,PVC,WHT","szt.",0.0,"SIEMON",null,null,null,236.34]
["SFPH10GB4.0M01L","CBL ASSY,HS,10G,DAC-PASV,SFP+,26AWG,4M,LS0H,BLK,CI","CBL ASSY,HS,10G,DAC-PASV,SFP+,26AWG,4M,LS0H,BLK,CISCO","szt.",0.0,"SIEMON",null,null,null,103.44]
["SFPH10GB4.0M06L","CBL ASSY,HS,10G,DAC-PASV,SFP+,26AWG,4M,LS0H,BLU,CI","CBL ASSY,HS,10G,DAC-PASV,SFP+,26AWG,4M,LS0H,BLU,CISCO","szt.",0.0,"SIEMON",null,null,null,103.44]
["SFPH10GB4.0M03L","CBL ASSY,HS,10G,DAC-PASV,SFP+,26AWG,4M,LS0H,RED,CI","CBL ASSY,HS,10G,DAC-PASV,SFP+,26AWG,4M,LS0H,RED,CISCO","szt.",0.0,"SIEMON",null,null,null,103.44]
["SFPH10GB4.0M02L","CBL ASSY,HS,10G,DAC-PASV,SFP+,26AWG,4M,LS0H,WHT,CI","CBL ASSY,HS,10G,DAC-PASV,SFP+,26AWG,4M,LS0H,WHT,CISCO","szt.",0.0,"SIEMON",null,null,null,103.44]
["SFPH10GBCU4MS","CBL ASSY,HS,10G,DAC-PASV,SFP+,26AWG,4M,PVC,BLK,CIS","CBL ASSY,HS,10G,DAC-PASV,SFP+,26AWG,4M,PVC,BLK,CISCO","szt.",0.0,"SIEMON",null,null,null,103.44]
["SFPH10GB4MS06","CBL ASSY,HS,10G,DAC-PASV,SFP+,26AWG,4M,PVC,BLU,CIS","CBL ASSY,HS,10G,DAC-PASV,SFP+,26AWG,4M,PVC,BLU,CISCO","szt.",0.0,"SIEMON",null,null,null,103.44]
["SFPH10GB4MS03","CBL ASSY,HS,10G,DAC-PASV,SFP+,26AWG,4M,PVC,RED,CIS","CBL ASSY,HS,10G,DAC-PASV,SFP+,26AWG,4M,PVC,RED,CISCO","szt.",0.0,"SIEMON",null,null,null,103.44]
["SFPH10GB4MS02","CBL ASSY,HS,10G,DAC-PASV,SFP+,26AWG,4M,PVC,WHT,CIS","CBL ASSY,HS,10G,DAC-PASV,SFP+,26AWG,4M,PVC,WHT,CISCO","szt.",0.0,"SIEMON",null,null,null,103.44]
["SFPP28-05L","CBL ASSY,HS,10G,DAC-PASV,SFP+,28AWG,5M,LS0H,BLK","CBL ASSY,HS,10G,DAC-PASV,SFP+,28AWG,5M,LS0H,BLK","szt.",0.0,"SIEMON",null,null,null,128.64]
["SFPP28-05-06L","CBL ASSY,HS,10G,DAC-PASV,SFP+,28AWG,5M,LS0H,BLU","CBL ASSY,HS,10G,DAC-PASV,SFP+,28AWG,5M,LS0H,BLU","szt.",0.0,"SIEMON",null,null,null,128.64]
["SFPP28-05-03L","CBL ASSY,HS,10G,DAC-PASV,SFP+,28AWG,5M,LS0H,RED","CBL ASSY,HS,10G,DAC-PASV,SFP+,28AWG,5M,LS0H,RED","szt.",0.0,"SIEMON",null,null,null,128.64]
["SFPP28-05-02L","CBL ASSY,HS,10G,DAC-PASV,SFP+,28AWG,5M,LS0H,WHT","CBL ASSY,HS,10G,DAC-PASV,SFP+,28AWG,5M,LS0H,WHT","szt.",0.0,"SIEMON",null,null,null,128.64]
["SFPP28-05","CBL ASSY,HS,10G,DAC-PASV,SFP+,28AWG,5M,PVC,BLK","CBL ASSY,HS,10G,DAC-PASV,SFP+,28AWG,5M,PVC,BLK","szt.",0.0,"SIEMON",null,null,null,128.64]
["SFPP30-00.3L","CBL ASSY,HS,10G,DAC-PASV,SFP+,30AWG,0.3M,LS0H,BLK","CBL ASSY,HS,10G,DAC-PASV,SFP+,30AWG,0.3M,LS0H,BLK","szt.",0.0,"SIEMON",null,null,null,46.28]
["SFPH10GB0.3M01L","CBL ASSY,HS,10G,DAC-PASV,SFP+,30AWG,0.3M,LS0H,BLK,","CBL ASSY,HS,10G,DAC-PASV,SFP+,30AWG,0.3M,LS0H,BLK,CISCO","szt.",0.0,"SIEMON",null,null,null,75.04]
["SFPP30-00.3-06L","CBL ASSY,HS,10G,DAC-PASV,SFP+,30AWG,0.3M,LS0H,BLU","CBL ASSY,HS,10G,DAC-PASV,SFP+,30AWG,0.3M,LS0H,BLU","szt.",0.0,"SIEMON",null,null,null,46.28]
["SFPH10GB0.3M06L","CBL ASSY,HS,10G,DAC-PASV,SFP+,30AWG,0.3M,LS0H,BLU,","CBL ASSY,HS,10G,DAC-PASV,SFP+,30AWG,0.3M,LS0H,BLU,CISCO","szt.",0.0,"SIEMON",null,null,null,75.04]
["SFPP30-00.3-03L","CBL ASSY,HS,10G,DAC-PASV,SFP+,30AWG,0.3M,LS0H,RED","CBL ASSY,HS,10G,DAC-PASV,SFP+,30AWG,0.3M,LS0H,RED","szt.",0.0,"SIEMON",null,null,null,46.28]
["SFPH10GB0.3M03L","CBL ASSY,HS,10G,DAC-PASV,SFP+,30AWG,0.3M,LS0H,RED,","CBL ASSY,HS,10G,DAC-PASV,SFP+,30AWG,0.3M,LS0H,RED,CISCO","szt.",0.0,"SIEMON",null,null,null,75.04]
["SFPP30-00.3-02L","CBL ASSY,HS,10G,DAC-PASV,SFP+,30AWG,0.3M,LS0H,WHT","CBL ASSY,HS,10G,DAC-PASV,SFP+,30AWG,0.3M,LS0H,WHT","szt.",0.0,"SIEMON",null,null,null,46.28]
["SFPH10GB0.3M02L","CBL ASSY,HS,10G,DAC-PASV,SFP+,30AWG,0.3M,LS0H,WHT,","CBL ASSY,HS,10G,DAC-PASV,SFP+,30AWG,0.3M,LS0H,WHT,CISCO","szt.",0.0,"SIEMON",null,null,null,75.04]
["SFPP30-00.3","CBL ASSY,HS,10G,DAC-PASV,SFP+,30AWG,0.3M,PVC,BLK","CBL ASSY,HS,10G,DAC-PASV,SFP+,30AWG,0.3M,PVC,BLK","szt.",0.0,"SIEMON",null,null,null,46.28]
["SFPH10GBCU0.3MS","CBL ASSY,HS,10G,DAC-PASV,SFP+,30AWG,0.3M,PVC,BLK,C","CBL ASSY,HS,10G,DAC-PASV,SFP+,30AWG,0.3M,PVC,BLK,CISCO","szt.",0.0,"SIEMON",null,null,null,75.04]
["SFPP30-00.3-06","CBL ASSY,HS,10G,DAC-PASV,SFP+,30AWG,0.3M,PVC,BLU","CBL ASSY,HS,10G,DAC-PASV,SFP+,30AWG,0.3M,PVC,BLU","szt.",0.0,"SIEMON",null,null,null,46.28]
["SFPH10GB0.3MS06","CBL ASSY,HS,10G,DAC-PASV,SFP+,30AWG,0.3M,PVC,BLU,C","CBL ASSY,HS,10G,DAC-PASV,SFP+,30AWG,0.3M,PVC,BLU,CISCO","szt.",0.0,"SIEMON",null,null,null,75.04]
["SFPP30-00.3-03","CBL ASSY,HS,10G,DAC-PASV,SFP+,30AWG,0.3M,PVC,RED","CBL ASSY,HS,10G,DAC-PASV,SFP+,30AWG,0.3M,PVC,RED","szt.",0.0,"SIEMON",null,null,null,46.28]
["SFPH10GB0.3MS03","CBL ASSY,HS,10G,DAC-PASV,SFP+,30AWG,0.3M,PVC,RED,C","CBL ASSY,HS,10G,DAC-PASV,SFP+,30AWG,0.3M,PVC,RED,CISCO","szt.",0.0,"SIEMON",null,null,null,75.04]
["SFPP30-00.3-02","CBL ASSY,HS,10G,DAC-PASV,SFP+,30AWG,0.3M,PVC,WHT","CBL ASSY,HS,10G,DAC-PASV,SFP+,30AWG,0.3M,PVC,WHT","szt.",0.0,"SIEMON",null,null,null,46.28]
["SFPH10GB0.3MS02","CBL ASSY,HS,10G,DAC-PASV,SFP+,30AWG,0.3M,PVC,WHT,C","CBL ASSY,HS,10G,DAC-PASV,SFP+,30AWG,0.3M,PVC,WHT,CISCO","szt.",0.0,"SIEMON",null,null,null,75.04]
["SFPP30-00.5L","CBL ASSY,HS,10G,DAC-PASV,SFP+,30AWG,0.5M,LS0H,BLK","CBL ASSY,HS,10G,DAC-PASV,SFP+,30AWG,0.5M,LS0H,BLK","szt.",0.0,"SIEMON",null,null,null,47.66]
["SFPH10GB0.5M01L","CBL ASSY,HS,10G,DAC-PASV,SFP+,30AWG,0.5M,LS0H,BLK,","CBL ASSY,HS,10G,DAC-PASV,SFP+,30AWG,0.5M,LS0H,BLK,CISCO","szt.",0.0,"SIEMON",null,null,null,75.04]
["SFPP30-00.5-06L","CBL ASSY,HS,10G,DAC-PASV,SFP+,30AWG,0.5M,LS0H,BLU","CBL ASSY,HS,10G,DAC-PASV,SFP+,30AWG,0.5M,LS0H,BLU","szt.",0.0,"SIEMON",null,null,null,47.66]
["SFPH10GB0.5M06L","CBL ASSY,HS,10G,DAC-PASV,SFP+,30AWG,0.5M,LS0H,BLU,","CBL ASSY,HS,10G,DAC-PASV,SFP+,30AWG,0.5M,LS0H,BLU,CISCO","szt.",0.0,"SIEMON",null,null,null,75.04]
["SFPP30-00.5-03L","CBL ASSY,HS,10G,DAC-PASV,SFP+,30AWG,0.5M,LS0H,RED","CBL ASSY,HS,10G,DAC-PASV,SFP+,30AWG,0.5M,LS0H,RED","szt.",0.0,"SIEMON",null,null,null,47.66]
["SFPH10GB0.5M03L","CBL ASSY,HS,10G,DAC-PASV,SFP+,30AWG,0.5M,LS0H,RED,","CBL ASSY,HS,10G,DAC-PASV,SFP+,30AWG,0.5M,LS0H,RED,CISCO","szt.",0.0,"SIEMON",null,null,null,75.04]
["SFPP30-00.5-02L","CBL ASSY,HS,10G,DAC-PASV,SFP+,30AWG,0.5M,LS0H,WHT","CBL ASSY,HS,10G,DAC-PASV,SFP+,30AWG,0.5M,LS0H,WHT","szt.",0.0,"SIEMON",null,null,null,47.66]
["SFPH10GB0.5M02L","CBL ASSY,HS,10G,DAC-PASV,SFP+,30AWG,0.5M,LS0H,WHT,","CBL ASSY,HS,10G,DAC-PASV,SFP+,30AWG,0.5M,LS0H,WHT,CISCO","szt.",0.0,"SIEMON",null,null,null,75.04]
["SFPP30-00.5","CBL ASSY,HS,10G,DAC-PASV,SFP+,30AWG,0.5M,PVC,BLK","CBL ASSY,HS,10G,DAC-PASV,SFP+,30AWG,0.5M,PVC,BLK","szt.",0.0,"SIEMON",null,null,null,47.66]
["SFPH10GBCU0.5MS","CBL ASSY,HS,10G,DAC-PASV,SFP+,30AWG,0.5M,PVC,BLK,C","CBL ASSY,HS,10G,DAC-PASV,SFP+,30AWG,0.5M,PVC,BLK,CISCO","szt.",0.0,"SIEMON",null,null,null,75.04]
["SFPP30-00.5-06","CBL ASSY,HS,10G,DAC-PASV,SFP+,30AWG,0.5M,PVC,BLU","CBL ASSY,HS,10G,DAC-PASV,SFP+,30AWG,0.5M,PVC,BLU","szt.",0.0,"SIEMON",null,null,null,47.66]
["SFPH10GB0.5MS06","CBL ASSY,HS,10G,DAC-PASV,SFP+,30AWG,0.5M,PVC,BLU,C","CBL ASSY,HS,10G,DAC-PASV,SFP+,30AWG,0.5M,PVC,BLU,CISCO","szt.",0.0,"SIEMON",null,null,null,75.04]
["SFPP30-00.5-03","CBL ASSY,HS,10G,DAC-PASV,SFP+,30AWG,0.5M,PVC,RED","CBL ASSY,HS,10G,DAC-PASV,SFP+,30AWG,0.5M,PVC,RED","szt.",0.0,"SIEMON",null,null,null,47.66]
["SFPH10GB0.5MS03","CBL ASSY,HS,10G,DAC-PASV,SFP+,30AWG,0.5M,PVC,RED,C","CBL ASSY,HS,10G,DAC-PASV,SFP+,30AWG,0.5M,PVC,RED,CISCO","szt.",0.0,"SIEMON",null,null,null,75.04]
["SFPP30-00.5-02","CBL ASSY,HS,10G,DAC-PASV,SFP+,30AWG,0.5M,PVC,WHT","CBL ASSY,HS,10G,DAC-PASV,SFP+,30AWG,0.5M,PVC,WHT","szt.",0.0,"SIEMON",null,null,null,47.66]
["SFPH10GB0.5MS02","CBL ASSY,HS,10G,DAC-PASV,SFP+,30AWG,0.5M,PVC,WHT,C","CBL ASSY,HS,10G,DAC-PASV,SFP+,30AWG,0.5M,PVC,WHT,CISCO","szt.",0.0,"SIEMON",null,null,null,75.04]
["SFPP30-01.5L","CBL ASSY,HS,10G,DAC-PASV,SFP+,30AWG,1.5M,LS0H,BLK","CBL ASSY,HS,10G,DAC-PASV,SFP+,30AWG,1.5M,LS0H,BLK","szt.",0.0,"SIEMON",null,null,null,53.28]
["SFPH10GB1.5M01L","CBL ASSY,HS,10G,DAC-PASV,SFP+,30AWG,1.5M,LS0H,BLK,","CBL ASSY,HS,10G,DAC-PASV,SFP+,30AWG,1.5M,LS0H,BLK,CISCO","szt.",0.0,"SIEMON",null,null,null,78.92]
["SFPP30-01.5-06L","CBL ASSY,HS,10G,DAC-PASV,SFP+,30AWG,1.5M,LS0H,BLU","CBL ASSY,HS,10G,DAC-PASV,SFP+,30AWG,1.5M,LS0H,BLU","szt.",0.0,"SIEMON",null,null,null,53.28]
["SFPH10GB1.5M06L","CBL ASSY,HS,10G,DAC-PASV,SFP+,30AWG,1.5M,LS0H,BLU,","CBL ASSY,HS,10G,DAC-PASV,SFP+,30AWG,1.5M,LS0H,BLU,CISCO","szt.",0.0,"SIEMON",null,null,null,78.92]
["SFPP30-01.5-03L","CBL ASSY,HS,10G,DAC-PASV,SFP+,30AWG,1.5M,LS0H,RED","CBL ASSY,HS,10G,DAC-PASV,SFP+,30AWG,1.5M,LS0H,RED","szt.",0.0,"SIEMON",null,null,null,53.28]
["SFPH10GB1.5M03L","CBL ASSY,HS,10G,DAC-PASV,SFP+,30AWG,1.5M,LS0H,RED,","CBL ASSY,HS,10G,DAC-PASV,SFP+,30AWG,1.5M,LS0H,RED,CISCO","szt.",0.0,"SIEMON",null,null,null,78.92]
["SFPP30-01.5-02L","CBL ASSY,HS,10G,DAC-PASV,SFP+,30AWG,1.5M,LS0H,WHT","CBL ASSY,HS,10G,DAC-PASV,SFP+,30AWG,1.5M,LS0H,WHT","szt.",0.0,"SIEMON",null,null,null,53.28]
["SFPH10GB1.5M02L","CBL ASSY,HS,10G,DAC-PASV,SFP+,30AWG,1.5M,LS0H,WHT,","CBL ASSY,HS,10G,DAC-PASV,SFP+,30AWG,1.5M,LS0H,WHT,CISCO","szt.",0.0,"SIEMON",null,null,null,78.92]
["SFPP30-01.5","CBL ASSY,HS,10G,DAC-PASV,SFP+,30AWG,1.5M,PVC,BLK","CBL ASSY,HS,10G,DAC-PASV,SFP+,30AWG,1.5M,PVC,BLK","szt.",0.0,"SIEMON",null,null,null,53.28]
["SFPH10GBCU1.5MS","CBL ASSY,HS,10G,DAC-PASV,SFP+,30AWG,1.5M,PVC,BLK,C","CBL ASSY,HS,10G,DAC-PASV,SFP+,30AWG,1.5M,PVC,BLK,CISCO","szt.",0.0,"SIEMON",null,null,null,78.92]
["SFPP30-01.5-06","CBL ASSY,HS,10G,DAC-PASV,SFP+,30AWG,1.5M,PVC,BLU","CBL ASSY,HS,10G,DAC-PASV,SFP+,30AWG,1.5M,PVC,BLU","szt.",0.0,"SIEMON",null,null,null,53.28]
["SFPH10GB1.5MS06","CBL ASSY,HS,10G,DAC-PASV,SFP+,30AWG,1.5M,PVC,BLU,C","CBL ASSY,HS,10G,DAC-PASV,SFP+,30AWG,1.5M,PVC,BLU,CISCO","szt.",0.0,"SIEMON",null,null,null,78.92]
["SFPP30-01.5-03","CBL ASSY,HS,10G,DAC-PASV,SFP+,30AWG,1.5M,PVC,RED","CBL ASSY,HS,10G,DAC-PASV,SFP+,30AWG,1.5M,PVC,RED","szt.",0.0,"SIEMON",null,null,null,53.28]
["SFPH10GB1.5MS03","CBL ASSY,HS,10G,DAC-PASV,SFP+,30AWG,1.5M,PVC,RED,C","CBL ASSY,HS,10G,DAC-PASV,SFP+,30AWG,1.5M,PVC,RED,CISCO","szt.",0.0,"SIEMON",null,null,null,78.92]
["SFPP30-01.5-02","CBL ASSY,HS,10G,DAC-PASV,SFP+,30AWG,1.5M,PVC,WHT","CBL ASSY,HS,10G,DAC-PASV,SFP+,30AWG,1.5M,PVC,WHT","szt.",0.0,"SIEMON",null,null,null,53.28]
["SFPH10GB1.5MS02","CBL ASSY,HS,10G,DAC-PASV,SFP+,30AWG,1.5M,PVC,WHT,C","CBL ASSY,HS,10G,DAC-PASV,SFP+,30AWG,1.5M,PVC,WHT,CISCO","szt.",0.0,"SIEMON",null,null,null,78.92]
["SFPP30-01L","CBL ASSY,HS,10G,DAC-PASV,SFP+,30AWG,1M,LS0H,BLK","CBL ASSY,HS,10G,DAC-PASV,SFP+,30AWG,1M,LS0H,BLK","szt.",0.0,"SIEMON",null,null,null,48.72]
["SFPH10GB1.0M01L","CBL ASSY,HS,10G,DAC-PASV,SFP+,30AWG,1M,LS0H,BLK,CI","CBL ASSY,HS,10G,DAC-PASV,SFP+,30AWG,1M,LS0H,BLK,CISCO","szt.",0.0,"SIEMON",null,null,null,76.74]
["SFPP30-01-06L","CBL ASSY,HS,10G,DAC-PASV,SFP+,30AWG,1M,LS0H,BLU","CBL ASSY,HS,10G,DAC-PASV,SFP+,30AWG,1M,LS0H,BLU","szt.",0.0,"SIEMON",null,null,null,48.72]
["SFPH10GB1.0M06L","CBL ASSY,HS,10G,DAC-PASV,SFP+,30AWG,1M,LS0H,BLU,CI","CBL ASSY,HS,10G,DAC-PASV,SFP+,30AWG,1M,LS0H,BLU,CISCO","szt.",0.0,"SIEMON",null,null,null,76.74]
["SFPP30-01-03L","CBL ASSY,HS,10G,DAC-PASV,SFP+,30AWG,1M,LS0H,RED","CBL ASSY,HS,10G,DAC-PASV,SFP+,30AWG,1M,LS0H,RED","szt.",0.0,"SIEMON",null,null,null,48.72]
["SFPH10GB1.0M03L","CBL ASSY,HS,10G,DAC-PASV,SFP+,30AWG,1M,LS0H,RED,CI","CBL ASSY,HS,10G,DAC-PASV,SFP+,30AWG,1M,LS0H,RED,CISCO","szt.",0.0,"SIEMON",null,null,null,76.74]
["SFPP30-01-02L","CBL ASSY,HS,10G,DAC-PASV,SFP+,30AWG,1M,LS0H,WHT","CBL ASSY,HS,10G,DAC-PASV,SFP+,30AWG,1M,LS0H,WHT","szt.",0.0,"SIEMON",null,null,null,48.72]
["SFPH10GB1.0M02L","CBL ASSY,HS,10G,DAC-PASV,SFP+,30AWG,1M,LS0H,WHT,CI","CBL ASSY,HS,10G,DAC-PASV,SFP+,30AWG,1M,LS0H,WHT,CISCO","szt.",0.0,"SIEMON",null,null,null,76.74]
["SFPP30-01","CBL ASSY,HS,10G,DAC-PASV,SFP+,30AWG,1M,PVC,BLK","CBL ASSY,HS,10G,DAC-PASV,SFP+,30AWG,1M,PVC,BLK","szt.",0.0,"SIEMON",null,null,null,48.72]
["SFPH10GBCU1MS","CBL ASSY,HS,10G,DAC-PASV,SFP+,30AWG,1M,PVC,BLK,CIS","CBL ASSY,HS,10G,DAC-PASV,SFP+,30AWG,1M,PVC,BLK,CISCO","szt.",0.0,"SIEMON",null,null,null,76.74]
["SFPP30-01-06","CBL ASSY,HS,10G,DAC-PASV,SFP+,30AWG,1M,PVC,BLU","CBL ASSY,HS,10G,DAC-PASV,SFP+,30AWG,1M,PVC,BLU","szt.",0.0,"SIEMON",null,null,null,48.72]
["SFPH10GB1MS06","CBL ASSY,HS,10G,DAC-PASV,SFP+,30AWG,1M,PVC,BLU,CIS","CBL ASSY,HS,10G,DAC-PASV,SFP+,30AWG,1M,PVC,BLU,CISCO","szt.",0.0,"SIEMON",null,null,null,76.74]
["SFPP30-01-03","CBL ASSY,HS,10G,DAC-PASV,SFP+,30AWG,1M,PVC,RED","CBL ASSY,HS,10G,DAC-PASV,SFP+,30AWG,1M,PVC,RED","szt.",0.0,"SIEMON",null,null,null,48.72]
["SFPH10GB1MS03","CBL ASSY,HS,10G,DAC-PASV,SFP+,30AWG,1M,PVC,RED,CIS","CBL ASSY,HS,10G,DAC-PASV,SFP+,30AWG,1M,PVC,RED,CISCO","szt.",0.0,"SIEMON",null,null,null,76.74]
["SFPP30-01-02","CBL ASSY,HS,10G,DAC-PASV,SFP+,30AWG,1M,PVC,WHT","CBL ASSY,HS,10G,DAC-PASV,SFP+,30AWG,1M,PVC,WHT","szt.",0.0,"SIEMON",null,null,null,48.72]
["SFPH10GB1MS02","CBL ASSY,HS,10G,DAC-PASV,SFP+,30AWG,1M,PVC,WHT,CIS","CBL ASSY,HS,10G,DAC-PASV,SFP+,30AWG,1M,PVC,WHT,CISCO","szt.",0.0,"SIEMON",null,null,null,76.74]
["SFPP30-02.5L","CBL ASSY,HS,10G,DAC-PASV,SFP+,30AWG,2.5M,LS0H,BLK","CBL ASSY,HS,10G,DAC-PASV,SFP+,30AWG,2.5M,LS0H,BLK","szt.",0.0,"SIEMON",null,null,null,62.5]
["SFPH10GB2.5M01L","CBL ASSY,HS,10G,DAC-PASV,SFP+,30AWG,2.5M,LS0H,BLK,","CBL ASSY,HS,10G,DAC-PASV,SFP+,30AWG,2.5M,LS0H,BLK,CISCO","szt.",0.0,"SIEMON",null,null,null,83.3]
["SFPP30-02.5-06L","CBL ASSY,HS,10G,DAC-PASV,SFP+,30AWG,2.5M,LS0H,BLU","CBL ASSY,HS,10G,DAC-PASV,SFP+,30AWG,2.5M,LS0H,BLU","szt.",0.0,"SIEMON",null,null,null,62.5]
["SFPH10GB2.5M06L","CBL ASSY,HS,10G,DAC-PASV,SFP+,30AWG,2.5M,LS0H,BLU,","CBL ASSY,HS,10G,DAC-PASV,SFP+,30AWG,2.5M,LS0H,BLU,CISCO","szt.",0.0,"SIEMON",null,null,null,83.3]
["SFPP30-02.5-03L","CBL ASSY,HS,10G,DAC-PASV,SFP+,30AWG,2.5M,LS0H,RED","CBL ASSY,HS,10G,DAC-PASV,SFP+,30AWG,2.5M,LS0H,RED","szt.",0.0,"SIEMON",null,null,null,62.5]
["SFPH10GB2.5M03L","CBL ASSY,HS,10G,DAC-PASV,SFP+,30AWG,2.5M,LS0H,RED,","CBL ASSY,HS,10G,DAC-PASV,SFP+,30AWG,2.5M,LS0H,RED,CISCO","szt.",0.0,"SIEMON",null,null,null,83.3]
["SFPP30-02.5-02L","CBL ASSY,HS,10G,DAC-PASV,SFP+,30AWG,2.5M,LS0H,WHT","CBL ASSY,HS,10G,DAC-PASV,SFP+,30AWG,2.5M,LS0H,WHT","szt.",0.0,"SIEMON",null,null,null,62.5]
["SFPH10GB2.5M02L","CBL ASSY,HS,10G,DAC-PASV,SFP+,30AWG,2.5M,LS0H,WHT,","CBL ASSY,HS,10G,DAC-PASV,SFP+,30AWG,2.5M,LS0H,WHT,CISCO","szt.",0.0,"SIEMON",null,null,null,83.3]
["SFPP30-02.5","CBL ASSY,HS,10G,DAC-PASV,SFP+,30AWG,2.5M,PVC,BLK","CBL ASSY,HS,10G,DAC-PASV,SFP+,30AWG,2.5M,PVC,BLK","szt.",0.0,"SIEMON",null,null,null,62.5]
["SFPH10GBCU2.5MS","CBL ASSY,HS,10G,DAC-PASV,SFP+,30AWG,2.5M,PVC,BLK,C","CBL ASSY,HS,10G,DAC-PASV,SFP+,30AWG,2.5M,PVC,BLK,CISCO","szt.",0.0,"SIEMON",null,null,null,83.3]
["SFPP30-02.5-06","CBL ASSY,HS,10G,DAC-PASV,SFP+,30AWG,2.5M,PVC,BLU","CBL ASSY,HS,10G,DAC-PASV,SFP+,30AWG,2.5M,PVC,BLU","szt.",0.0,"SIEMON",null,null,null,62.5]
["SFPH10GB2.5MS06","CBL ASSY,HS,10G,DAC-PASV,SFP+,30AWG,2.5M,PVC,BLU,C","CBL ASSY,HS,10G,DAC-PASV,SFP+,30AWG,2.5M,PVC,BLU,CISCO","szt.",0.0,"SIEMON",null,null,null,83.3]
["SFPP30-02.5-03","CBL ASSY,HS,10G,DAC-PASV,SFP+,30AWG,2.5M,PVC,RED","CBL ASSY,HS,10G,DAC-PASV,SFP+,30AWG,2.5M,PVC,RED","szt.",0.0,"SIEMON",null,null,null,62.5]
["SFPH10GB2.5MS03","CBL ASSY,HS,10G,DAC-PASV,SFP+,30AWG,2.5M,PVC,RED,C","CBL ASSY,HS,10G,DAC-PASV,SFP+,30AWG,2.5M,PVC,RED,CISCO","szt.",0.0,"SIEMON",null,null,null,83.3]
["SFPP30-02.5-02","CBL ASSY,HS,10G,DAC-PASV,SFP+,30AWG,2.5M,PVC,WHT","CBL ASSY,HS,10G,DAC-PASV,SFP+,30AWG,2.5M,PVC,WHT","szt.",0.0,"SIEMON",null,null,null,62.5]
["SFPH10GB2.5MS02","CBL ASSY,HS,10G,DAC-PASV,SFP+,30AWG,2.5M,PVC,WHT,C","CBL ASSY,HS,10G,DAC-PASV,SFP+,30AWG,2.5M,PVC,WHT,CISCO","szt.",0.0,"SIEMON",null,null,null,83.3]
["SFPP30-02L","CBL ASSY,HS,10G,DAC-PASV,SFP+,30AWG,2M,LS0H,BLK","CBL ASSY,HS,10G,DAC-PASV,SFP+,30AWG,2M,LS0H,BLK","szt.",0.0,"SIEMON",null,null,null,57.88]
["SFPH10GB2.0M01L","CBL ASSY,HS,10G,DAC-PASV,SFP+,30AWG,2M,LS0H,BLK,CI","CBL ASSY,HS,10G,DAC-PASV,SFP+,30AWG,2M,LS0H,BLK,CISCO","szt.",0.0,"SIEMON",null,null,null,81.12]
["SFPP30-02-06L","CBL ASSY,HS,10G,DAC-PASV,SFP+,30AWG,2M,LS0H,BLU","CBL ASSY,HS,10G,DAC-PASV,SFP+,30AWG,2M,LS0H,BLU","szt.",0.0,"SIEMON",null,null,null,57.88]
["SFPH10GB2.0M06L","CBL ASSY,HS,10G,DAC-PASV,SFP+,30AWG,2M,LS0H,BLU,CI","CBL ASSY,HS,10G,DAC-PASV,SFP+,30AWG,2M,LS0H,BLU,CISCO","szt.",0.0,"SIEMON",null,null,null,81.12]
["SFPP30-02-03L","CBL ASSY,HS,10G,DAC-PASV,SFP+,30AWG,2M,LS0H,RED","CBL ASSY,HS,10G,DAC-PASV,SFP+,30AWG,2M,LS0H,RED","szt.",0.0,"SIEMON",null,null,null,57.88]
["SFPH10GB2.0M03L","CBL ASSY,HS,10G,DAC-PASV,SFP+,30AWG,2M,LS0H,RED,CI","CBL ASSY,HS,10G,DAC-PASV,SFP+,30AWG,2M,LS0H,RED,CISCO","szt.",0.0,"SIEMON",null,null,null,81.12]
["SFPP30-02-02L","CBL ASSY,HS,10G,DAC-PASV,SFP+,30AWG,2M,LS0H,WHT","CBL ASSY,HS,10G,DAC-PASV,SFP+,30AWG,2M,LS0H,WHT","szt.",0.0,"SIEMON",null,null,null,57.88]
["SFPH10GB2.0M02L","CBL ASSY,HS,10G,DAC-PASV,SFP+,30AWG,2M,LS0H,WHT,CI","CBL ASSY,HS,10G,DAC-PASV,SFP+,30AWG,2M,LS0H,WHT,CISCO","szt.",0.0,"SIEMON",null,null,null,81.12]
["SFPP30-02","CBL ASSY,HS,10G,DAC-PASV,SFP+,30AWG,2M,PVC,BLK","CBL ASSY,HS,10G,DAC-PASV,SFP+,30AWG,2M,PVC,BLK","szt.",0.0,"SIEMON",null,null,null,57.88]
["SFPH10GBCU2MS","CBL ASSY,HS,10G,DAC-PASV,SFP+,30AWG,2M,PVC,BLK,CIS","CBL ASSY,HS,10G,DAC-PASV,SFP+,30AWG,2M,PVC,BLK,CISCO","szt.",0.0,"SIEMON",null,null,null,81.12]
["SFPP30-02-06","CBL ASSY,HS,10G,DAC-PASV,SFP+,30AWG,2M,PVC,BLU","CBL ASSY,HS,10G,DAC-PASV,SFP+,30AWG,2M,PVC,BLU","szt.",0.0,"SIEMON",null,null,null,57.88]
["SFPH10GB2MS06","CBL ASSY,HS,10G,DAC-PASV,SFP+,30AWG,2M,PVC,BLU,CIS","CBL ASSY,HS,10G,DAC-PASV,SFP+,30AWG,2M,PVC,BLU,CISCO","szt.",0.0,"SIEMON",null,null,null,81.12]
["SFPP30-02-03","CBL ASSY,HS,10G,DAC-PASV,SFP+,30AWG,2M,PVC,RED","CBL ASSY,HS,10G,DAC-PASV,SFP+,30AWG,2M,PVC,RED","szt.",0.0,"SIEMON",null,null,null,57.88]
["SFPH10GB2MS03","CBL ASSY,HS,10G,DAC-PASV,SFP+,30AWG,2M,PVC,RED,CIS","CBL ASSY,HS,10G,DAC-PASV,SFP+,30AWG,2M,PVC,RED,CISCO","szt.",0.0,"SIEMON",null,null,null,81.12]
["SFPP30-02-02","CBL ASSY,HS,10G,DAC-PASV,SFP+,30AWG,2M,PVC,WHT","CBL ASSY,HS,10G,DAC-PASV,SFP+,30AWG,2M,PVC,WHT","szt.",0.0,"SIEMON",null,null,null,57.88]
["SFPH10GB2MS02","CBL ASSY,HS,10G,DAC-PASV,SFP+,30AWG,2M,PVC,WHT,CIS","CBL ASSY,HS,10G,DAC-PASV,SFP+,30AWG,2M,PVC,WHT,CISCO","szt.",0.0,"SIEMON",null,null,null,81.12]
["SFPP30-03.5L","CBL ASSY,HS,10G,DAC-PASV,SFP+,30AWG,3.5M,LS0H,BLK","CBL ASSY,HS,10G,DAC-PASV,SFP+,30AWG,3.5M,LS0H,BLK","szt.",0.0,"SIEMON",null,null,null,71.7]
["SFPH10GB3.5M01L","CBL ASSY,HS,10G,DAC-PASV,SFP+,30AWG,3.5M,LS0H,BLK,","CBL ASSY,HS,10G,DAC-PASV,SFP+,30AWG,3.5M,LS0H,BLK,CISCO","szt.",0.0,"SIEMON",null,null,null,87.68]
["SFPP30-03.5-06L","CBL ASSY,HS,10G,DAC-PASV,SFP+,30AWG,3.5M,LS0H,BLU","CBL ASSY,HS,10G,DAC-PASV,SFP+,30AWG,3.5M,LS0H,BLU","szt.",0.0,"SIEMON",null,null,null,71.7]
["SFPH10GB3.5M06L","CBL ASSY,HS,10G,DAC-PASV,SFP+,30AWG,3.5M,LS0H,BLU,","CBL ASSY,HS,10G,DAC-PASV,SFP+,30AWG,3.5M,LS0H,BLU,CISCO","szt.",0.0,"SIEMON",null,null,null,87.68]
["SFPP30-03.5-03L","CBL ASSY,HS,10G,DAC-PASV,SFP+,30AWG,3.5M,LS0H,RED","CBL ASSY,HS,10G,DAC-PASV,SFP+,30AWG,3.5M,LS0H,RED","szt.",0.0,"SIEMON",null,null,null,71.7]
["SFPH10GB3.5M03L","CBL ASSY,HS,10G,DAC-PASV,SFP+,30AWG,3.5M,LS0H,RED,","CBL ASSY,HS,10G,DAC-PASV,SFP+,30AWG,3.5M,LS0H,RED,CISCO","szt.",0.0,"SIEMON",null,null,null,87.68]
["SFPP30-03.5-02L","CBL ASSY,HS,10G,DAC-PASV,SFP+,30AWG,3.5M,LS0H,WHT","CBL ASSY,HS,10G,DAC-PASV,SFP+,30AWG,3.5M,LS0H,WHT","szt.",0.0,"SIEMON",null,null,null,71.7]
["SFPH10GB3.5M02L","CBL ASSY,HS,10G,DAC-PASV,SFP+,30AWG,3.5M,LS0H,WHT,","CBL ASSY,HS,10G,DAC-PASV,SFP+,30AWG,3.5M,LS0H,WHT,CISCO","szt.",0.0,"SIEMON",null,null,null,87.68]
["SFPP30-03.5","CBL ASSY,HS,10G,DAC-PASV,SFP+,30AWG,3.5M,PVC,BLK","CBL ASSY,HS,10G,DAC-PASV,SFP+,30AWG,3.5M,PVC,BLK","szt.",0.0,"SIEMON",null,null,null,71.7]
["SFPP30-03.5-06","CBL ASSY,HS,10G,DAC-PASV,SFP+,30AWG,3.5M,PVC,BLU","CBL ASSY,HS,10G,DAC-PASV,SFP+,30AWG,3.5M,PVC,BLU","szt.",0.0,"SIEMON",null,null,null,71.7]
["SFPH10GB3.5MS06","CBL ASSY,HS,10G,DAC-PASV,SFP+,30AWG,3.5M,PVC,BLU,C","CBL ASSY,HS,10G,DAC-PASV,SFP+,30AWG,3.5M,PVC,BLU,CISCO","szt.",0.0,"SIEMON",null,null,null,87.68]
["SFPP30-03.5-03","CBL ASSY,HS,10G,DAC-PASV,SFP+,30AWG,3.5M,PVC,RED","CBL ASSY,HS,10G,DAC-PASV,SFP+,30AWG,3.5M,PVC,RED","szt.",0.0,"SIEMON",null,null,null,71.7]
["SFPH10GB3.5MS03","CBL ASSY,HS,10G,DAC-PASV,SFP+,30AWG,3.5M,PVC,RED,C","CBL ASSY,HS,10G,DAC-PASV,SFP+,30AWG,3.5M,PVC,RED,CISCO","szt.",0.0,"SIEMON",null,null,null,87.68]
["SFPP30-03.5-02","CBL ASSY,HS,10G,DAC-PASV,SFP+,30AWG,3.5M,PVC,WHT","CBL ASSY,HS,10G,DAC-PASV,SFP+,30AWG,3.5M,PVC,WHT","szt.",0.0,"SIEMON",null,null,null,71.7]
["SFPH10GB3.5MS02","CBL ASSY,HS,10G,DAC-PASV,SFP+,30AWG,3.5M,PVC,WHT,C","CBL ASSY,HS,10G,DAC-PASV,SFP+,30AWG,3.5M,PVC,WHT,CISCO","szt.",0.0,"SIEMON",null,null,null,87.68]
["SFPP30-03L","CBL ASSY,HS,10G,DAC-PASV,SFP+,30AWG,3M,LS0H,BLK","CBL ASSY,HS,10G,DAC-PASV,SFP+,30AWG,3M,LS0H,BLK","szt.",0.0,"SIEMON",null,null,null,67.12]
["SFPH10GB3.0M01L","CBL ASSY,HS,10G,DAC-PASV,SFP+,30AWG,3M,LS0H,BLK,CI","CBL ASSY,HS,10G,DAC-PASV,SFP+,30AWG,3M,LS0H,BLK,CISCO","szt.",0.0,"SIEMON",null,null,null,85.5]
["SFPP30-03-06L","CBL ASSY,HS,10G,DAC-PASV,SFP+,30AWG,3M,LS0H,BLU","CBL ASSY,HS,10G,DAC-PASV,SFP+,30AWG,3M,LS0H,BLU","szt.",0.0,"SIEMON",null,null,null,67.12]
["SFPH10GB3.0M06L","CBL ASSY,HS,10G,DAC-PASV,SFP+,30AWG,3M,LS0H,BLU,CI","CBL ASSY,HS,10G,DAC-PASV,SFP+,30AWG,3M,LS0H,BLU,CISCO","szt.",0.0,"SIEMON",null,null,null,85.5]
["SFPP30-03-03L","CBL ASSY,HS,10G,DAC-PASV,SFP+,30AWG,3M,LS0H,RED","CBL ASSY,HS,10G,DAC-PASV,SFP+,30AWG,3M,LS0H,RED","szt.",0.0,"SIEMON",null,null,null,67.12]
["SFPH10GB3.0M03L","CBL ASSY,HS,10G,DAC-PASV,SFP+,30AWG,3M,LS0H,RED,CI","CBL ASSY,HS,10G,DAC-PASV,SFP+,30AWG,3M,LS0H,RED,CISCO","szt.",0.0,"SIEMON",null,null,null,85.5]
["SFPP30-03-02L","CBL ASSY,HS,10G,DAC-PASV,SFP+,30AWG,3M,LS0H,WHT","CBL ASSY,HS,10G,DAC-PASV,SFP+,30AWG,3M,LS0H,WHT","szt.",0.0,"SIEMON",null,null,null,67.12]
["SFPH10GB3.0M02L","CBL ASSY,HS,10G,DAC-PASV,SFP+,30AWG,3M,LS0H,WHT,CI","CBL ASSY,HS,10G,DAC-PASV,SFP+,30AWG,3M,LS0H,WHT,CISCO","szt.",0.0,"SIEMON",null,null,null,85.5]
["SFPP30-03","CBL ASSY,HS,10G,DAC-PASV,SFP+,30AWG,3M,PVC,BLK","CBL ASSY,HS,10G,DAC-PASV,SFP+,30AWG,3M,PVC,BLK","szt.",0.0,"SIEMON",null,null,null,67.12]
["SFPH10GBCU3MS","CBL ASSY,HS,10G,DAC-PASV,SFP+,30AWG,3M,PVC,BLK,CIS","CBL ASSY,HS,10G,DAC-PASV,SFP+,30AWG,3M,PVC,BLK,CISCO","szt.",0.0,"SIEMON",null,null,null,85.5]
["SFPP30-03-06","CBL ASSY,HS,10G,DAC-PASV,SFP+,30AWG,3M,PVC,BLU","CBL ASSY,HS,10G,DAC-PASV,SFP+,30AWG,3M,PVC,BLU","szt.",0.0,"SIEMON",null,null,null,67.12]
["SFPH10GB3MS06","CBL ASSY,HS,10G,DAC-PASV,SFP+,30AWG,3M,PVC,BLU,CIS","CBL ASSY,HS,10G,DAC-PASV,SFP+,30AWG,3M,PVC,BLU,CISCO","szt.",0.0,"SIEMON",null,null,null,85.5]
["SFPP30-03-03","CBL ASSY,HS,10G,DAC-PASV,SFP+,30AWG,3M,PVC,RED","CBL ASSY,HS,10G,DAC-PASV,SFP+,30AWG,3M,PVC,RED","szt.",0.0,"SIEMON",null,null,null,67.12]
["SFPH10GB3MS03","CBL ASSY,HS,10G,DAC-PASV,SFP+,30AWG,3M,PVC,RED,CIS","CBL ASSY,HS,10G,DAC-PASV,SFP+,30AWG,3M,PVC,RED,CISCO","szt.",0.0,"SIEMON",null,null,null,85.5]
["SFPP30-03-02","CBL ASSY,HS,10G,DAC-PASV,SFP+,30AWG,3M,PVC,WHT","CBL ASSY,HS,10G,DAC-PASV,SFP+,30AWG,3M,PVC,WHT","szt.",0.0,"SIEMON",null,null,null,67.12]
["SFPH10GB3MS02","CBL ASSY,HS,10G,DAC-PASV,SFP+,30AWG,3M,PVC,WHT,CIS","CBL ASSY,HS,10G,DAC-PASV,SFP+,30AWG,3M,PVC,WHT,CISCO","szt.",0.0,"SIEMON",null,null,null,85.5]
["SFPP30-04L","CBL ASSY,HS,10G,DAC-PASV,SFP+,30AWG,4M,LS0H,BLK","CBL ASSY,HS,10G,DAC-PASV,SFP+,30AWG,4M,LS0H,BLK","szt.",0.0,"SIEMON",null,null,null,76.3]
["SFPP30-04-06L","CBL ASSY,HS,10G,DAC-PASV,SFP+,30AWG,4M,LS0H,BLU","CBL ASSY,HS,10G,DAC-PASV,SFP+,30AWG,4M,LS0H,BLU","szt.",0.0,"SIEMON",null,null,null,76.3]
["SFPP30-04-03L","CBL ASSY,HS,10G,DAC-PASV,SFP+,30AWG,4M,LS0H,RED","CBL ASSY,HS,10G,DAC-PASV,SFP+,30AWG,4M,LS0H,RED","szt.",0.0,"SIEMON",null,null,null,76.3]
["SFPP30-04-02L","CBL ASSY,HS,10G,DAC-PASV,SFP+,30AWG,4M,LS0H,WHT","CBL ASSY,HS,10G,DAC-PASV,SFP+,30AWG,4M,LS0H,WHT","szt.",0.0,"SIEMON",null,null,null,76.3]
["SFPP30-04","CBL ASSY,HS,10G,DAC-PASV,SFP+,30AWG,4M,PVC,BLK","CBL ASSY,HS,10G,DAC-PASV,SFP+,30AWG,4M,PVC,BLK","szt.",0.0,"SIEMON",null,null,null,76.3]
["SFPP30-04-06","CBL ASSY,HS,10G,DAC-PASV,SFP+,30AWG,4M,PVC,BLU","CBL ASSY,HS,10G,DAC-PASV,SFP+,30AWG,4M,PVC,BLU","szt.",0.0,"SIEMON",null,null,null,76.3]
["SFPP30-04-03","CBL ASSY,HS,10G,DAC-PASV,SFP+,30AWG,4M,PVC,RED","CBL ASSY,HS,10G,DAC-PASV,SFP+,30AWG,4M,PVC,RED","szt.",0.0,"SIEMON",null,null,null,76.3]
["SFPP30-04-02","CBL ASSY,HS,10G,DAC-PASV,SFP+,30AWG,4M,PVC,WHT","CBL ASSY,HS,10G,DAC-PASV,SFP+,30AWG,4M,PVC,WHT","szt.",0.0,"SIEMON",null,null,null,76.3]
["Q4S28P262.5-01L","CBL ASSY,HS,25/100G,DAC-PASV,QSFP28/4SFP28,26AWG,2","CBL ASSY,HS,25/100G,DAC-PASV,QSFP28/4SFP28,26AWG,2.5M,LS0H,BLK","szt.",0.0,"SIEMON",null,null,null,373.34]
["Q4S28P262.5-02L","CBL ASSY,HS,25/100G,DAC-PASV,QSFP28/4SFP28,26AWG,2","CBL ASSY,HS,25/100G,DAC-PASV,QSFP28/4SFP28,26AWG,2.5M,LS0H,WHT","szt.",0.0,"SIEMON",null,null,null,373.34]
["Q4S28P262.5-03L","CBL ASSY,HS,25/100G,DAC-PASV,QSFP28/4SFP28,26AWG,2","CBL ASSY,HS,25/100G,DAC-PASV,QSFP28/4SFP28,26AWG,2.5M,LS0H,RED","szt.",0.0,"SIEMON",null,null,null,373.34]
["Q4S28P262.5-06L","CBL ASSY,HS,25/100G,DAC-PASV,QSFP28/4SFP28,26AWG,2","CBL ASSY,HS,25/100G,DAC-PASV,QSFP28/4SFP28,26AWG,2.5M,LS0H,BLU","szt.",0.0,"SIEMON",null,null,null,373.34]
["Q4S28P263.0-01L","CBL ASSY,HS,25/100G,DAC-PASV,QSFP28/4SFP28,26AWG,3","CBL ASSY,HS,25/100G,DAC-PASV,QSFP28/4SFP28,26AWG,3M,LS0H,BLK","szt.",0.0,"SIEMON",null,null,null,407.22]
["Q4S28P263.0-02L","CBL ASSY,HS,25/100G,DAC-PASV,QSFP28/4SFP28,26AWG,3","CBL ASSY,HS,25/100G,DAC-PASV,QSFP28/4SFP28,26AWG,3M,LS0H,WHT","szt.",0.0,"SIEMON",null,null,null,407.22]
["Q4S28P263.0-03L","CBL ASSY,HS,25/100G,DAC-PASV,QSFP28/4SFP28,26AWG,3","CBL ASSY,HS,25/100G,DAC-PASV,QSFP28/4SFP28,26AWG,3M,LS0H,RED","szt.",0.0,"SIEMON",null,null,null,407.22]
["Q4S28P263.0-06L","CBL ASSY,HS,25/100G,DAC-PASV,QSFP28/4SFP28,26AWG,3","CBL ASSY,HS,25/100G,DAC-PASV,QSFP28/4SFP28,26AWG,3M,LS0H,BLU","szt.",0.0,"SIEMON",null,null,null,407.22]
["Q4S28P264.0-01L","CBL ASSY,HS,25/100G,DAC-PASV,QSFP28/4SFP28,26AWG,4","CBL ASSY,HS,25/100G,DAC-PASV,QSFP28/4SFP28,26AWG,4M,LS0H,BLK","szt.",0.0,"SIEMON",null,null,null,475.02]
["Q4S28P264.0-02L","CBL ASSY,HS,25/100G,DAC-PASV,QSFP28/4SFP28,26AWG,4","CBL ASSY,HS,25/100G,DAC-PASV,QSFP28/4SFP28,26AWG,4M,LS0H,WHT","szt.",0.0,"SIEMON",null,null,null,475.02]
["Q4S28P264.0-03L","CBL ASSY,HS,25/100G,DAC-PASV,QSFP28/4SFP28,26AWG,4","CBL ASSY,HS,25/100G,DAC-PASV,QSFP28/4SFP28,26AWG,4M,LS0H,RED","szt.",0.0,"SIEMON",null,null,null,475.02]
["Q4S28P264.0-06L","CBL ASSY,HS,25/100G,DAC-PASV,QSFP28/4SFP28,26AWG,4","CBL ASSY,HS,25/100G,DAC-PASV,QSFP28/4SFP28,26AWG,4M,LS0H,BLU","szt.",0.0,"SIEMON",null,null,null,475.02]
["Q4S28P265.0-01L","CBL ASSY,HS,25/100G,DAC-PASV,QSFP28/4SFP28,26AWG,5","CBL ASSY,HS,25/100G,DAC-PASV,QSFP28/4SFP28,26AWG,5M,LS0H,BLK","szt.",0.0,"SIEMON",null,null,null,542.8]
["Q4S28P265.0-02L","CBL ASSY,HS,25/100G,DAC-PASV,QSFP28/4SFP28,26AWG,5","CBL ASSY,HS,25/100G,DAC-PASV,QSFP28/4SFP28,26AWG,5M,LS0H,WHT","szt.",0.0,"SIEMON",null,null,null,542.8]
["Q4S28P265.0-03L","CBL ASSY,HS,25/100G,DAC-PASV,QSFP28/4SFP28,26AWG,5","CBL ASSY,HS,25/100G,DAC-PASV,QSFP28/4SFP28,26AWG,5M,LS0H,RED","szt.",0.0,"SIEMON",null,null,null,542.8]
["Q4S28P265.0-06L","CBL ASSY,HS,25/100G,DAC-PASV,QSFP28/4SFP28,26AWG,5","CBL ASSY,HS,25/100G,DAC-PASV,QSFP28/4SFP28,26AWG,5M,LS0H,BLU","szt.",0.0,"SIEMON",null,null,null,542.8]
["Q4S28P282.0-01L","CBL ASSY,HS,25/100G,DAC-PASV,QSFP28/4SFP28,28AWG,2","CBL ASSY,HS,25/100G,DAC-PASV,QSFP28/4SFP28,28AWG,2M,LS0H,BLK","szt.",0.0,"SIEMON",null,null,null,296.86]
["Q4S28P300.5-01L","CBL ASSY,HS,25/100G,DAC-PASV,QSFP28/4SFP28,30AWG,0","CBL ASSY,HS,25/100G,DAC-PASV,QSFP28/4SFP28,30AWG,0.5M,LS0H,BLK","szt.",0.0,"SIEMON",null,null,null,296.86]
["Q4S28P300.5-02L","CBL ASSY,HS,25/100G,DAC-PASV,QSFP28/4SFP28,30AWG,0","CBL ASSY,HS,25/100G,DAC-PASV,QSFP28/4SFP28,30AWG,0.5M,LS0H,WHT","szt.",0.0,"SIEMON",null,null,null,296.86]
["Q4S28P300.5-03L","CBL ASSY,HS,25/100G,DAC-PASV,QSFP28/4SFP28,30AWG,0","CBL ASSY,HS,25/100G,DAC-PASV,QSFP28/4SFP28,30AWG,0.5M,LS0H,RED","szt.",0.0,"SIEMON",null,null,null,296.86]
["Q4S28P300.5-06L","CBL ASSY,HS,25/100G,DAC-PASV,QSFP28/4SFP28,30AWG,0","CBL ASSY,HS,25/100G,DAC-PASV,QSFP28/4SFP28,30AWG,0.5M,LS0H,BLU","szt.",0.0,"SIEMON",null,null,null,296.86]
["Q4S28P301.0-01L","CBL ASSY,HS,25/100G,DAC-PASV,QSFP28/4SFP28,30AWG,1","CBL ASSY,HS,25/100G,DAC-PASV,QSFP28/4SFP28,30AWG,1M,LS0H,BLK","szt.",0.0,"SIEMON",null,null,null,231.18]
["Q4S28P301.0-02L","CBL ASSY,HS,25/100G,DAC-PASV,QSFP28/4SFP28,30AWG,1","CBL ASSY,HS,25/100G,DAC-PASV,QSFP28/4SFP28,30AWG,1M,LS0H,WHT","szt.",0.0,"SIEMON",null,null,null,231.18]
["Q4S28P301.0-03L","CBL ASSY,HS,25/100G,DAC-PASV,QSFP28/4SFP28,30AWG,1","CBL ASSY,HS,25/100G,DAC-PASV,QSFP28/4SFP28,30AWG,1M,LS0H,RED","szt.",0.0,"SIEMON",null,null,null,231.18]
["Q4S28P301.0-06L","CBL ASSY,HS,25/100G,DAC-PASV,QSFP28/4SFP28,30AWG,1","CBL ASSY,HS,25/100G,DAC-PASV,QSFP28/4SFP28,30AWG,1M,LS0H,BLU","szt.",0.0,"SIEMON",null,null,null,231.18]
["Q4S28P301.5-01L","CBL ASSY,HS,25/100G,DAC-PASV,QSFP28/4SFP28,30AWG,1","CBL ASSY,HS,25/100G,DAC-PASV,QSFP28/4SFP28,30AWG,1.5M,LS0H,BLK","szt.",0.0,"SIEMON",null,null,null,252.22]
["Q4S28P301.5-02L","CBL ASSY,HS,25/100G,DAC-PASV,QSFP28/4SFP28,30AWG,1","CBL ASSY,HS,25/100G,DAC-PASV,QSFP28/4SFP28,30AWG,1.5M,LS0H,WHT","szt.",0.0,"SIEMON",null,null,null,252.22]
["Q4S28P301.5-03L","CBL ASSY,HS,25/100G,DAC-PASV,QSFP28/4SFP28,30AWG,1","CBL ASSY,HS,25/100G,DAC-PASV,QSFP28/4SFP28,30AWG,1.5M,LS0H,RED","szt.",0.0,"SIEMON",null,null,null,252.22]
["Q4S28P301.5-06L","CBL ASSY,HS,25/100G,DAC-PASV,QSFP28/4SFP28,30AWG,1","CBL ASSY,HS,25/100G,DAC-PASV,QSFP28/4SFP28,30AWG,1.5M,LS0H,BLU","szt.",0.0,"SIEMON",null,null,null,252.22]
["Q4S28P302.0-01L","CBL ASSY,HS,25/100G,DAC-PASV,QSFP28/4SFP28,30AWG,2","CBL ASSY,HS,25/100G,DAC-PASV,QSFP28/4SFP28,30AWG,2M,LS0H,BLK","szt.",0.0,"SIEMON",null,null,null,273.28]
["Q4S28P302.0-02L","CBL ASSY,HS,25/100G,DAC-PASV,QSFP28/4SFP28,30AWG,2","CBL ASSY,HS,25/100G,DAC-PASV,QSFP28/4SFP28,30AWG,2M,LS0H,WHT","szt.",0.0,"SIEMON",null,null,null,273.28]
["Q4S28P302.0-03L","CBL ASSY,HS,25/100G,DAC-PASV,QSFP28/4SFP28,30AWG,2","CBL ASSY,HS,25/100G,DAC-PASV,QSFP28/4SFP28,30AWG,2M,LS0H,RED","szt.",0.0,"SIEMON",null,null,null,273.28]
["Q4S28P302.0-06L","CBL ASSY,HS,25/100G,DAC-PASV,QSFP28/4SFP28,30AWG,2","CBL ASSY,HS,25/100G,DAC-PASV,QSFP28/4SFP28,30AWG,2M,LS0H,BLU","szt.",0.0,"SIEMON",null,null,null,273.28]
["Q4S28P302.5-01L","CBL ASSY,HS,25/100G,DAC-PASV,QSFP28/4SFP28,30AWG,2","CBL ASSY,HS,25/100G,DAC-PASV,QSFP28/4SFP28,30AWG,2.5M,LS0H,BLK","szt.",0.0,"SIEMON",null,null,null,294.34]
["Q4S28P303.0-01L","CBL ASSY,HS,25/100G,DAC-PASV,QSFP28/4SFP28,30AWG,3","CBL ASSY,HS,25/100G,DAC-PASV,QSFP28/4SFP28,30AWG,3M,LS0H,BLK","szt.",0.0,"SIEMON",null,null,null,315.38]
["SFPG-P-B02.5B01","CBL ASSY,HS,25G,DAC-PASV,SFP28,26AWG,2.5M,CM/LS0H,","CBL ASSY,HS,25G,DAC-PASV,SFP28,26AWG,2.5M,CM/LS0H,BLK,CISCO","szt.",0.0,"SIEMON",null,null,null,193.76]
["S1S28P262.5-01L","CBL ASSY,HS,25G,DAC-PASV,SFP28,26AWG,2.5M,LS0H,BLK","CBL ASSY,HS,25G,DAC-PASV,SFP28,26AWG,2.5M,LS0H,BLK","szt.",0.0,"SIEMON",null,null,null,126.4]
["S1S28P262.5-06L","CBL ASSY,HS,25G,DAC-PASV,SFP28,26AWG,2.5M,LS0H,BLU","CBL ASSY,HS,25G,DAC-PASV,SFP28,26AWG,2.5M,LS0H,BLU","szt.",0.0,"SIEMON",null,null,null,126.4]
["S1S28P262.5-03L","CBL ASSY,HS,25G,DAC-PASV,SFP28,26AWG,2.5M,LS0H,RED","CBL ASSY,HS,25G,DAC-PASV,SFP28,26AWG,2.5M,LS0H,RED","szt.",0.0,"SIEMON",null,null,null,126.4]
["S1S28P262.5-02L","CBL ASSY,HS,25G,DAC-PASV,SFP28,26AWG,2.5M,LS0H,WHT","CBL ASSY,HS,25G,DAC-PASV,SFP28,26AWG,2.5M,LS0H,WHT","szt.",0.0,"SIEMON",null,null,null,126.4]
["SFPG-P-B03.0B01","CBL ASSY,HS,25G,DAC-PASV,SFP28,26AWG,3M,CM/LS0H,BL","CBL ASSY,HS,25G,DAC-PASV,SFP28,26AWG,3M,CM/LS0H,BLK,CISCO","szt.",0.0,"SIEMON",null,null,null,205.44]
["S1S28P263.0-01L","CBL ASSY,HS,25G,DAC-PASV,SFP28,26AWG,3M,LS0H,BLK","CBL ASSY,HS,25G,DAC-PASV,SFP28,26AWG,3M,LS0H,BLK","szt.",0.0,"SIEMON",null,null,null,136.74]
["S1S28P263.0-06L","CBL ASSY,HS,25G,DAC-PASV,SFP28,26AWG,3M,LS0H,BLU","CBL ASSY,HS,25G,DAC-PASV,SFP28,26AWG,3M,LS0H,BLU","szt.",0.0,"SIEMON",null,null,null,136.74]
["S1S28P263.0-03L","CBL ASSY,HS,25G,DAC-PASV,SFP28,26AWG,3M,LS0H,RED","CBL ASSY,HS,25G,DAC-PASV,SFP28,26AWG,3M,LS0H,RED","szt.",0.0,"SIEMON",null,null,null,136.74]
["S1S28P263.0-02L","CBL ASSY,HS,25G,DAC-PASV,SFP28,26AWG,3M,LS0H,WHT","CBL ASSY,HS,25G,DAC-PASV,SFP28,26AWG,3M,LS0H,WHT","szt.",0.0,"SIEMON",null,null,null,136.74]
["S1S28P265.0-01L","CBL ASSY,HS,25G,DAC-PASV,SFP28,26AWG,5M,LS0H,BLK","CBL ASSY,HS,25G,DAC-PASV,SFP28,26AWG,5M,LS0H,BLK","szt.",0.0,"SIEMON",null,null,null,177.98]
["S1S28P265.0-06L","CBL ASSY,HS,25G,DAC-PASV,SFP28,26AWG,5M,LS0H,BLU","CBL ASSY,HS,25G,DAC-PASV,SFP28,26AWG,5M,LS0H,BLU","szt.",0.0,"SIEMON",null,null,null,177.98]
["S1S28P265.0-03L","CBL ASSY,HS,25G,DAC-PASV,SFP28,26AWG,5M,LS0H,RED","CBL ASSY,HS,25G,DAC-PASV,SFP28,26AWG,5M,LS0H,RED","szt.",0.0,"SIEMON",null,null,null,177.98]
["S1S28P265.0-02L","CBL ASSY,HS,25G,DAC-PASV,SFP28,26AWG,5M,LS0H,WHT","CBL ASSY,HS,25G,DAC-PASV,SFP28,26AWG,5M,LS0H,WHT","szt.",0.0,"SIEMON",null,null,null,177.98]
["S1S28P300.5-01L","CBL ASSY,HS,25G,DAC-PASV,SFP28,30AWG,0.5M,LS0H,BLK","CBL ASSY,HS,25G,DAC-PASV,SFP28,30AWG,0.5M,LS0H,BLK","szt.",0.0,"SIEMON",null,null,null,74.3]
["S1S28P300.5-06L","CBL ASSY,HS,25G,DAC-PASV,SFP28,30AWG,0.5M,LS0H,BLU","CBL ASSY,HS,25G,DAC-PASV,SFP28,30AWG,0.5M,LS0H,BLU","szt.",0.0,"SIEMON",null,null,null,74.3]
["S1S28P300.5-03L","CBL ASSY,HS,25G,DAC-PASV,SFP28,30AWG,0.5M,LS0H,RED","CBL ASSY,HS,25G,DAC-PASV,SFP28,30AWG,0.5M,LS0H,RED","szt.",0.0,"SIEMON",null,null,null,74.3]
["S1S28P300.5-02L","CBL ASSY,HS,25G,DAC-PASV,SFP28,30AWG,0.5M,LS0H,WHT","CBL ASSY,HS,25G,DAC-PASV,SFP28,30AWG,0.5M,LS0H,WHT","szt.",0.0,"SIEMON",null,null,null,74.3]
["SFPG-P-D01.5B01","CBL ASSY,HS,25G,DAC-PASV,SFP28,30AWG,1.5M,CM/LS0H,","CBL ASSY,HS,25G,DAC-PASV,SFP28,30AWG,1.5M,CM/LS0H,BLK,CISCO","szt.",0.0,"SIEMON",null,null,null,149.86]
["S1S28P301.5-01L","CBL ASSY,HS,25G,DAC-PASV,SFP28,30AWG,1.5M,LS0H,BLK","CBL ASSY,HS,25G,DAC-PASV,SFP28,30AWG,1.5M,LS0H,BLK","szt.",0.0,"SIEMON",null,null,null,87.96]
["S1S28P301.5-06L","CBL ASSY,HS,25G,DAC-PASV,SFP28,30AWG,1.5M,LS0H,BLU","CBL ASSY,HS,25G,DAC-PASV,SFP28,30AWG,1.5M,LS0H,BLU","szt.",0.0,"SIEMON",null,null,null,87.96]
["S1S28P301.5-03L","CBL ASSY,HS,25G,DAC-PASV,SFP28,30AWG,1.5M,LS0H,RED","CBL ASSY,HS,25G,DAC-PASV,SFP28,30AWG,1.5M,LS0H,RED","szt.",0.0,"SIEMON",null,null,null,87.96]
["S1S28P301.5-02L","CBL ASSY,HS,25G,DAC-PASV,SFP28,30AWG,1.5M,LS0H,WHT","CBL ASSY,HS,25G,DAC-PASV,SFP28,30AWG,1.5M,LS0H,WHT","szt.",0.0,"SIEMON",null,null,null,87.96]
["SFPG-P-D01.0B01","CBL ASSY,HS,25G,DAC-PASV,SFP28,30AWG,1M,CM/LS0H,BL","CBL ASSY,HS,25G,DAC-PASV,SFP28,30AWG,1M,CM/LS0H,BLK,CISCO","szt.",0.0,"SIEMON",null,null,null,146.96]
["S1S28P301.0-01L","CBL ASSY,HS,25G,DAC-PASV,SFP28,30AWG,1M,LS0H,BLK","CBL ASSY,HS,25G,DAC-PASV,SFP28,30AWG,1M,LS0H,BLK","szt.",0.0,"SIEMON",null,null,null,81.14]
["S1S28P301.0-06L","CBL ASSY,HS,25G,DAC-PASV,SFP28,30AWG,1M,LS0H,BLU","CBL ASSY,HS,25G,DAC-PASV,SFP28,30AWG,1M,LS0H,BLU","szt.",0.0,"SIEMON",null,null,null,81.14]
["S1S28P301.0-03L","CBL ASSY,HS,25G,DAC-PASV,SFP28,30AWG,1M,LS0H,RED","CBL ASSY,HS,25G,DAC-PASV,SFP28,30AWG,1M,LS0H,RED","szt.",0.0,"SIEMON",null,null,null,81.14]
["S1S28P301.0-02L","CBL ASSY,HS,25G,DAC-PASV,SFP28,30AWG,1M,LS0H,WHT","CBL ASSY,HS,25G,DAC-PASV,SFP28,30AWG,1M,LS0H,WHT","szt.",0.0,"SIEMON",null,null,null,81.14]
["S1S28P302.5-01L","CBL ASSY,HS,25G,DAC-PASV,SFP28,30AWG,2.5M,LS0H,BLK","CBL ASSY,HS,25G,DAC-PASV,SFP28,30AWG,2.5M,LS0H,BLK","szt.",0.0,"SIEMON",null,null,null,101.62]
["SFPG-P-D02.0B01","CBL ASSY,HS,25G,DAC-PASV,SFP28,30AWG,2M,CM/LS0H,BL","CBL ASSY,HS,25G,DAC-PASV,SFP28,30AWG,2M,CM/LS0H,BLK,CISCO","szt.",0.0,"SIEMON",null,null,null,152.78]
["S1S28P302.0-01L","CBL ASSY,HS,25G,DAC-PASV,SFP28,30AWG,2M,LS0H,BLK","CBL ASSY,HS,25G,DAC-PASV,SFP28,30AWG,2M,LS0H,BLK","szt.",0.0,"SIEMON",null,null,null,94.78]
["S1S28P302.0-06L","CBL ASSY,HS,25G,DAC-PASV,SFP28,30AWG,2M,LS0H,BLU","CBL ASSY,HS,25G,DAC-PASV,SFP28,30AWG,2M,LS0H,BLU","szt.",0.0,"SIEMON",null,null,null,94.78]
["S1S28P302.0-03L","CBL ASSY,HS,25G,DAC-PASV,SFP28,30AWG,2M,LS0H,RED","CBL ASSY,HS,25G,DAC-PASV,SFP28,30AWG,2M,LS0H,RED","szt.",0.0,"SIEMON",null,null,null,94.78]
["S1S28P302.0-02L","CBL ASSY,HS,25G,DAC-PASV,SFP28,30AWG,2M,LS0H,WHT","CBL ASSY,HS,25G,DAC-PASV,SFP28,30AWG,2M,LS0H,WHT","szt.",0.0,"SIEMON",null,null,null,94.78]
["S1S28P303.0-01L","CBL ASSY,HS,25G,DAC-PASV,SFP28,30AWG,3M,LS0H,BLK","CBL ASSY,HS,25G,DAC-PASV,SFP28,30AWG,3M,LS0H,BLK","szt.",0.0,"SIEMON",null,null,null,108.44]
["S1S28P303.0-06L","CBL ASSY,HS,25G,DAC-PASV,SFP28,30AWG,3M,LS0H,BLU","CBL ASSY,HS,25G,DAC-PASV,SFP28,30AWG,3M,LS0H,BLU","szt.",0.0,"SIEMON",null,null,null,108.44]
["S1S28P303.0-03L","CBL ASSY,HS,25G,DAC-PASV,SFP28,30AWG,3M,LS0H,RED","CBL ASSY,HS,25G,DAC-PASV,SFP28,30AWG,3M,LS0H,RED","szt.",0.0,"SIEMON",null,null,null,108.44]
["S1S28P303.0-02L","CBL ASSY,HS,25G,DAC-PASV,SFP28,30AWG,3M,LS0H,WHT","CBL ASSY,HS,25G,DAC-PASV,SFP28,30AWG,3M,LS0H,WHT","szt.",0.0,"SIEMON",null,null,null,108.44]
["QSFP26-05L","CBL ASSY,HS,40G,DAC-PASV,QSFP+,26AWG,5M,LS0H,BLK","CBL ASSY,HS,40G,DAC-PASV,QSFP+,26AWG,5M,LS0H,BLK","szt.",0.0,"SIEMON",null,null,null,202.0]
["QSFP26-05-06L","CBL ASSY,HS,40G,DAC-PASV,QSFP+,26AWG,5M,LS0H,BLU","CBL ASSY,HS,40G,DAC-PASV,QSFP+,26AWG,5M,LS0H,BLU","szt.",0.0,"SIEMON",null,null,null,202.0]
["QSFP26-05-03L","CBL ASSY,HS,40G,DAC-PASV,QSFP+,26AWG,5M,LS0H,RED","CBL ASSY,HS,40G,DAC-PASV,QSFP+,26AWG,5M,LS0H,RED","szt.",0.0,"SIEMON",null,null,null,202.0]
["QSFP26-05-02L","CBL ASSY,HS,40G,DAC-PASV,QSFP+,26AWG,5M,LS0H,WHT","CBL ASSY,HS,40G,DAC-PASV,QSFP+,26AWG,5M,LS0H,WHT","szt.",0.0,"SIEMON",null,null,null,202.0]
["QSFP26-05","CBL ASSY,HS,40G,DAC-PASV,QSFP+,26AWG,5M,PVC,BLK","CBL ASSY,HS,40G,DAC-PASV,QSFP+,26AWG,5M,PVC,BLK","szt.",0.0,"SIEMON",null,null,null,202.0]
["QSFP26-05-06","CBL ASSY,HS,40G,DAC-PASV,QSFP+,26AWG,5M,PVC,BLU","CBL ASSY,HS,40G,DAC-PASV,QSFP+,26AWG,5M,PVC,BLU","szt.",0.0,"SIEMON",null,null,null,202.0]
["QSFP26-05-03","CBL ASSY,HS,40G,DAC-PASV,QSFP+,26AWG,5M,PVC,RED","CBL ASSY,HS,40G,DAC-PASV,QSFP+,26AWG,5M,PVC,RED","szt.",0.0,"SIEMON",null,null,null,202.0]
["QSFP26-05-02","CBL ASSY,HS,40G,DAC-PASV,QSFP+,26AWG,5M,PVC,WHT","CBL ASSY,HS,40G,DAC-PASV,QSFP+,26AWG,5M,PVC,WHT","szt.",0.0,"SIEMON",null,null,null,202.0]
["QSFP30-00.3L","CBL ASSY,HS,40G,DAC-PASV,QSFP+,30AWG,0.3M,LS0H,BLK","CBL ASSY,HS,40G,DAC-PASV,QSFP+,30AWG,0.3M,LS0H,BLK","szt.",0.0,"SIEMON",null,null,null,77.68]
["QSFP30-00.3-06L","CBL ASSY,HS,40G,DAC-PASV,QSFP+,30AWG,0.3M,LS0H,BLU","CBL ASSY,HS,40G,DAC-PASV,QSFP+,30AWG,0.3M,LS0H,BLU","szt.",0.0,"SIEMON",null,null,null,77.68]
["QSFP30-00.3-03L","CBL ASSY,HS,40G,DAC-PASV,QSFP+,30AWG,0.3M,LS0H,RED","CBL ASSY,HS,40G,DAC-PASV,QSFP+,30AWG,0.3M,LS0H,RED","szt.",0.0,"SIEMON",null,null,null,77.68]
["QSFP30-00.3-02L","CBL ASSY,HS,40G,DAC-PASV,QSFP+,30AWG,0.3M,LS0H,WHT","CBL ASSY,HS,40G,DAC-PASV,QSFP+,30AWG,0.3M,LS0H,WHT","szt.",0.0,"SIEMON",null,null,null,77.68]
["QSFP30-00.3","CBL ASSY,HS,40G,DAC-PASV,QSFP+,30AWG,0.3M,PVC,BLK","CBL ASSY,HS,40G,DAC-PASV,QSFP+,30AWG,0.3M,PVC,BLK","szt.",0.0,"SIEMON",null,null,null,77.68]
["QSFP30-00.3-06","CBL ASSY,HS,40G,DAC-PASV,QSFP+,30AWG,0.3M,PVC,BLU","CBL ASSY,HS,40G,DAC-PASV,QSFP+,30AWG,0.3M,PVC,BLU","szt.",0.0,"SIEMON",null,null,null,77.68]
["QSFP30-00.3-03","CBL ASSY,HS,40G,DAC-PASV,QSFP+,30AWG,0.3M,PVC,RED","CBL ASSY,HS,40G,DAC-PASV,QSFP+,30AWG,0.3M,PVC,RED","szt.",0.0,"SIEMON",null,null,null,77.68]
["QSFP30-00.3-02","CBL ASSY,HS,40G,DAC-PASV,QSFP+,30AWG,0.3M,PVC,WHT","CBL ASSY,HS,40G,DAC-PASV,QSFP+,30AWG,0.3M,PVC,WHT","szt.",0.0,"SIEMON",null,null,null,77.68]
["QSFP30-00.5L","CBL ASSY,HS,40G,DAC-PASV,QSFP+,30AWG,0.5M,LS0H,BLK","CBL ASSY,HS,40G,DAC-PASV,QSFP+,30AWG,0.5M,LS0H,BLK","szt.",0.0,"SIEMON",null,null,null,80.22]
["QSFP30-00.5-06L","CBL ASSY,HS,40G,DAC-PASV,QSFP+,30AWG,0.5M,LS0H,BLU","CBL ASSY,HS,40G,DAC-PASV,QSFP+,30AWG,0.5M,LS0H,BLU","szt.",0.0,"SIEMON",null,null,null,80.22]
["QSFP30-00.5-03L","CBL ASSY,HS,40G,DAC-PASV,QSFP+,30AWG,0.5M,LS0H,RED","CBL ASSY,HS,40G,DAC-PASV,QSFP+,30AWG,0.5M,LS0H,RED","szt.",0.0,"SIEMON",null,null,null,80.22]
["QSFP30-00.5-02L","CBL ASSY,HS,40G,DAC-PASV,QSFP+,30AWG,0.5M,LS0H,WHT","CBL ASSY,HS,40G,DAC-PASV,QSFP+,30AWG,0.5M,LS0H,WHT","szt.",0.0,"SIEMON",null,null,null,80.22]
["QSFP30-00.5","CBL ASSY,HS,40G,DAC-PASV,QSFP+,30AWG,0.5M,PVC,BLK","CBL ASSY,HS,40G,DAC-PASV,QSFP+,30AWG,0.5M,PVC,BLK","szt.",0.0,"SIEMON",null,null,null,80.22]
["QSFP30-00.5-06","CBL ASSY,HS,40G,DAC-PASV,QSFP+,30AWG,0.5M,PVC,BLU","CBL ASSY,HS,40G,DAC-PASV,QSFP+,30AWG,0.5M,PVC,BLU","szt.",0.0,"SIEMON",null,null,null,80.22]
["QSFP30-00.5-03","CBL ASSY,HS,40G,DAC-PASV,QSFP+,30AWG,0.5M,PVC,RED","CBL ASSY,HS,40G,DAC-PASV,QSFP+,30AWG,0.5M,PVC,RED","szt.",0.0,"SIEMON",null,null,null,80.22]
["QSFP30-00.5-02","CBL ASSY,HS,40G,DAC-PASV,QSFP+,30AWG,0.5M,PVC,WHT","CBL ASSY,HS,40G,DAC-PASV,QSFP+,30AWG,0.5M,PVC,WHT","szt.",0.0,"SIEMON",null,null,null,80.22]
["QSFP30-01.5L","CBL ASSY,HS,40G,DAC-PASV,QSFP+,30AWG,1.5M,LS0H,BLK","CBL ASSY,HS,40G,DAC-PASV,QSFP+,30AWG,1.5M,LS0H,BLK","szt.",0.0,"SIEMON",null,null,null,92.8]
["QSFP30-01.5-06L","CBL ASSY,HS,40G,DAC-PASV,QSFP+,30AWG,1.5M,LS0H,BLU","CBL ASSY,HS,40G,DAC-PASV,QSFP+,30AWG,1.5M,LS0H,BLU","szt.",0.0,"SIEMON",null,null,null,92.8]
["QSFP30-01.5-03L","CBL ASSY,HS,40G,DAC-PASV,QSFP+,30AWG,1.5M,LS0H,RED","CBL ASSY,HS,40G,DAC-PASV,QSFP+,30AWG,1.5M,LS0H,RED","szt.",0.0,"SIEMON",null,null,null,92.8]
["QSFP30-01.5-02L","CBL ASSY,HS,40G,DAC-PASV,QSFP+,30AWG,1.5M,LS0H,WHT","CBL ASSY,HS,40G,DAC-PASV,QSFP+,30AWG,1.5M,LS0H,WHT","szt.",0.0,"SIEMON",null,null,null,92.8]
["QSFP30-01.5","CBL ASSY,HS,40G,DAC-PASV,QSFP+,30AWG,1.5M,PVC,BLK","CBL ASSY,HS,40G,DAC-PASV,QSFP+,30AWG,1.5M,PVC,BLK","szt.",0.0,"SIEMON",null,null,null,92.8]
["QSFP30-01.5-06","CBL ASSY,HS,40G,DAC-PASV,QSFP+,30AWG,1.5M,PVC,BLU","CBL ASSY,HS,40G,DAC-PASV,QSFP+,30AWG,1.5M,PVC,BLU","szt.",0.0,"SIEMON",null,null,null,92.8]
["QSFP30-01.5-03","CBL ASSY,HS,40G,DAC-PASV,QSFP+,30AWG,1.5M,PVC,RED","CBL ASSY,HS,40G,DAC-PASV,QSFP+,30AWG,1.5M,PVC,RED","szt.",0.0,"SIEMON",null,null,null,92.8]
["QSFP30-01.5-02","CBL ASSY,HS,40G,DAC-PASV,QSFP+,30AWG,1.5M,PVC,WHT","CBL ASSY,HS,40G,DAC-PASV,QSFP+,30AWG,1.5M,PVC,WHT","szt.",0.0,"SIEMON",null,null,null,92.8]
["QSFP30-01L","CBL ASSY,HS,40G,DAC-PASV,QSFP+,30AWG,1M,LS0H,BLK","CBL ASSY,HS,40G,DAC-PASV,QSFP+,30AWG,1M,LS0H,BLK","szt.",0.0,"SIEMON",null,null,null,86.52]
["QSFP30-01-06L","CBL ASSY,HS,40G,DAC-PASV,QSFP+,30AWG,1M,LS0H,BLU","CBL ASSY,HS,40G,DAC-PASV,QSFP+,30AWG,1M,LS0H,BLU","szt.",0.0,"SIEMON",null,null,null,86.52]
["QSFP30-01-03L","CBL ASSY,HS,40G,DAC-PASV,QSFP+,30AWG,1M,LS0H,RED","CBL ASSY,HS,40G,DAC-PASV,QSFP+,30AWG,1M,LS0H,RED","szt.",0.0,"SIEMON",null,null,null,86.52]
["QSFP30-01-02L","CBL ASSY,HS,40G,DAC-PASV,QSFP+,30AWG,1M,LS0H,WHT","CBL ASSY,HS,40G,DAC-PASV,QSFP+,30AWG,1M,LS0H,WHT","szt.",0.0,"SIEMON",null,null,null,86.52]
["QSFP30-01","CBL ASSY,HS,40G,DAC-PASV,QSFP+,30AWG,1M,PVC,BLK","CBL ASSY,HS,40G,DAC-PASV,QSFP+,30AWG,1M,PVC,BLK","szt.",0.0,"SIEMON",null,null,null,86.52]
["QSFP30-01-06","CBL ASSY,HS,40G,DAC-PASV,QSFP+,30AWG,1M,PVC,BLU","CBL ASSY,HS,40G,DAC-PASV,QSFP+,30AWG,1M,PVC,BLU","szt.",0.0,"SIEMON",null,null,null,86.52]
["QSFP30-01-03","CBL ASSY,HS,40G,DAC-PASV,QSFP+,30AWG,1M,PVC,RED","CBL ASSY,HS,40G,DAC-PASV,QSFP+,30AWG,1M,PVC,RED","szt.",0.0,"SIEMON",null,null,null,86.52]
["QSFP30-01-02","CBL ASSY,HS,40G,DAC-PASV,QSFP+,30AWG,1M,PVC,WHT","CBL ASSY,HS,40G,DAC-PASV,QSFP+,30AWG,1M,PVC,WHT","szt.",0.0,"SIEMON",null,null,null,86.52]
["QSFP30-02.5L","CBL ASSY,HS,40G,DAC-PASV,QSFP+,30AWG,2.5M,LS0H,BLK","CBL ASSY,HS,40G,DAC-PASV,QSFP+,30AWG,2.5M,LS0H,BLK","szt.",0.0,"SIEMON",null,null,null,105.38]
["QSFP30-02.5-06L","CBL ASSY,HS,40G,DAC-PASV,QSFP+,30AWG,2.5M,LS0H,BLU","CBL ASSY,HS,40G,DAC-PASV,QSFP+,30AWG,2.5M,LS0H,BLU","szt.",0.0,"SIEMON",null,null,null,105.38]
["QSFP30-02.5-03L","CBL ASSY,HS,40G,DAC-PASV,QSFP+,30AWG,2.5M,LS0H,RED","CBL ASSY,HS,40G,DAC-PASV,QSFP+,30AWG,2.5M,LS0H,RED","szt.",0.0,"SIEMON",null,null,null,105.38]
["QSFP30-02.5-02L","CBL ASSY,HS,40G,DAC-PASV,QSFP+,30AWG,2.5M,LS0H,WHT","CBL ASSY,HS,40G,DAC-PASV,QSFP+,30AWG,2.5M,LS0H,WHT","szt.",0.0,"SIEMON",null,null,null,105.38]
["QSFP30-02.5","CBL ASSY,HS,40G,DAC-PASV,QSFP+,30AWG,2.5M,PVC,BLK","CBL ASSY,HS,40G,DAC-PASV,QSFP+,30AWG,2.5M,PVC,BLK","szt.",0.0,"SIEMON",null,null,null,105.38]
["QSFP30-02.5-06","CBL ASSY,HS,40G,DAC-PASV,QSFP+,30AWG,2.5M,PVC,BLU","CBL ASSY,HS,40G,DAC-PASV,QSFP+,30AWG,2.5M,PVC,BLU","szt.",0.0,"SIEMON",null,null,null,105.38]
["QSFP30-02.5-03","CBL ASSY,HS,40G,DAC-PASV,QSFP+,30AWG,2.5M,PVC,RED","CBL ASSY,HS,40G,DAC-PASV,QSFP+,30AWG,2.5M,PVC,RED","szt.",0.0,"SIEMON",null,null,null,105.38]
["QSFP30-02.5-02","CBL ASSY,HS,40G,DAC-PASV,QSFP+,30AWG,2.5M,PVC,WHT","CBL ASSY,HS,40G,DAC-PASV,QSFP+,30AWG,2.5M,PVC,WHT","szt.",0.0,"SIEMON",null,null,null,105.38]
["QSFP30-02L","CBL ASSY,HS,40G,DAC-PASV,QSFP+,30AWG,2M,LS0H,BLK","CBL ASSY,HS,40G,DAC-PASV,QSFP+,30AWG,2M,LS0H,BLK","szt.",0.0,"SIEMON",null,null,null,99.1]
["QSFP30-02-06L","CBL ASSY,HS,40G,DAC-PASV,QSFP+,30AWG,2M,LS0H,BLU","CBL ASSY,HS,40G,DAC-PASV,QSFP+,30AWG,2M,LS0H,BLU","szt.",0.0,"SIEMON",null,null,null,99.1]
["QSFP30-02-03L","CBL ASSY,HS,40G,DAC-PASV,QSFP+,30AWG,2M,LS0H,RED","CBL ASSY,HS,40G,DAC-PASV,QSFP+,30AWG,2M,LS0H,RED","szt.",0.0,"SIEMON",null,null,null,99.1]
["QSFP30-02-02L","CBL ASSY,HS,40G,DAC-PASV,QSFP+,30AWG,2M,LS0H,WHT","CBL ASSY,HS,40G,DAC-PASV,QSFP+,30AWG,2M,LS0H,WHT","szt.",0.0,"SIEMON",null,null,null,99.1]
["QSFP30-02","CBL ASSY,HS,40G,DAC-PASV,QSFP+,30AWG,2M,PVC,BLK","CBL ASSY,HS,40G,DAC-PASV,QSFP+,30AWG,2M,PVC,BLK","szt.",0.0,"SIEMON",null,null,null,99.1]
["QSFP30-02-06","CBL ASSY,HS,40G,DAC-PASV,QSFP+,30AWG,2M,PVC,BLU","CBL ASSY,HS,40G,DAC-PASV,QSFP+,30AWG,2M,PVC,BLU","szt.",0.0,"SIEMON",null,null,null,99.1]
["QSFP30-02-03","CBL ASSY,HS,40G,DAC-PASV,QSFP+,30AWG,2M,PVC,RED","CBL ASSY,HS,40G,DAC-PASV,QSFP+,30AWG,2M,PVC,RED","szt.",0.0,"SIEMON",null,null,null,99.1]
["QSFP30-02-02","CBL ASSY,HS,40G,DAC-PASV,QSFP+,30AWG,2M,PVC,WHT","CBL ASSY,HS,40G,DAC-PASV,QSFP+,30AWG,2M,PVC,WHT","szt.",0.0,"SIEMON",null,null,null,99.1]
["QSFP30-03.5-03","CBL ASSY,HS,40G,DAC-PASV,QSFP+,30AWG,3.5M,PVC,RED","CBL ASSY,HS,40G,DAC-PASV,QSFP+,30AWG,3.5M,PVC,RED","szt.",0.0,"SIEMON",null,null,null,111.68]
["QSFP30-03L","CBL ASSY,HS,40G,DAC-PASV,QSFP+,30AWG,3M,LS0H,BLK","CBL ASSY,HS,40G,DAC-PASV,QSFP+,30AWG,3M,LS0H,BLK","szt.",0.0,"SIEMON",null,null,null,111.68]
["QSFP30-03-06L","CBL ASSY,HS,40G,DAC-PASV,QSFP+,30AWG,3M,LS0H,BLU","CBL ASSY,HS,40G,DAC-PASV,QSFP+,30AWG,3M,LS0H,BLU","szt.",0.0,"SIEMON",null,null,null,111.68]
["QSFP30-03-03L","CBL ASSY,HS,40G,DAC-PASV,QSFP+,30AWG,3M,LS0H,RED","CBL ASSY,HS,40G,DAC-PASV,QSFP+,30AWG,3M,LS0H,RED","szt.",0.0,"SIEMON",null,null,null,111.68]
["QSFP30-03-02L","CBL ASSY,HS,40G,DAC-PASV,QSFP+,30AWG,3M,LS0H,WHT","CBL ASSY,HS,40G,DAC-PASV,QSFP+,30AWG,3M,LS0H,WHT","szt.",0.0,"SIEMON",null,null,null,111.68]
["QSFP30-03","CBL ASSY,HS,40G,DAC-PASV,QSFP+,30AWG,3M,PVC,BLK","CBL ASSY,HS,40G,DAC-PASV,QSFP+,30AWG,3M,PVC,BLK","szt.",0.0,"SIEMON",null,null,null,111.68]
["QSFP30-03-06","CBL ASSY,HS,40G,DAC-PASV,QSFP+,30AWG,3M,PVC,BLU","CBL ASSY,HS,40G,DAC-PASV,QSFP+,30AWG,3M,PVC,BLU","szt.",0.0,"SIEMON",null,null,null,111.68]
["QSFP30-03-03","CBL ASSY,HS,40G,DAC-PASV,QSFP+,30AWG,3M,PVC,RED","CBL ASSY,HS,40G,DAC-PASV,QSFP+,30AWG,3M,PVC,RED","szt.",0.0,"SIEMON",null,null,null,111.68]
["QSFP30-03-02","CBL ASSY,HS,40G,DAC-PASV,QSFP+,30AWG,3M,PVC,WHT","CBL ASSY,HS,40G,DAC-PASV,QSFP+,30AWG,3M,PVC,WHT","szt.",0.0,"SIEMON",null,null,null,111.68]
["HCM-4-1U","CBL HNGR,2.9IN,3.4INX2.2IN,BLK","CBL HNGR,2.9IN,3.4INX2.2IN,BLK","szt.",0.0,"SIEMON",null,null,null,68.64]
["S144","CBL HNGR,2.9IN,3.4INX2.2IN,BLK","CBL HNGR,2.9IN,3.4INX2.2IN,BLK","szt.",0.0,"SIEMON",null,null,null,3.72]
["S143","CBL HNGR,3.3IN,1.7INX1.5IN,BLK","CBL HNGR,3.3IN,1.7INX1.5IN,BLK","szt.",0.0,"SIEMON",null,null,null,3.3]
["S145","CBL HNGR,4.9IN,3.4INX2.2IN,BLK","CBL HNGR,4.9IN,3.4INX2.2IN,BLK","szt.",0.0,"SIEMON",null,null,null,4.64]
["S147","CBL HNGR,5.1IN,10INX2.5IN,BLK","CBL HNGR,5.1IN,10INX2.5IN,BLK","szt.",0.0,"SIEMON",null,null,null,10.66]
["S146","CBL HNGR,5.1IN,5.9INX2.5IN,BLK","CBL HNGR,5.1IN,5.9INX2.5IN,BLK","szt.",0.0,"SIEMON",null,null,null,7.04]
["VCM-10D-RB","CBL MGR BRKT,ROUTEIT,6.5X10IN,VERT,BLK,3KIT,USE W/","CBL MGR BRKT,ROUTEIT,6.5X10IN,VERT,BLK,3KIT,USE W/VCM-10D","szt.",0.0,"SIEMON",null,null,null,91.56]
["VCM-12D-RB","CBL MGR BRKT,ROUTEIT,6.5X12IN,VERT,BLK,3KIT,USE W/","CBL MGR BRKT,ROUTEIT,6.5X12IN,VERT,BLK,3KIT,USE W/VCM-12D","szt.",0.0,"SIEMON",null,null,null,101.0]
["VCM-16D-RB","CBL MGR BRKT,ROUTEIT,6.5X16IN,VERT,BLK,3KIT,USE W/","CBL MGR BRKT,ROUTEIT,6.5X16IN,VERT,BLK,3KIT,USE W/VCM-16D","szt.",0.0,"SIEMON",null,null,null,111.4]
["VCM-6D-RB","CBL MGR BRKT,ROUTEIT,6.5X6IN,VERT,BLK,3KIT,USE W/V","CBL MGR BRKT,ROUTEIT,6.5X6IN,VERT,BLK,3KIT,USE W/VCM-6D","szt.",0.0,"SIEMON",null,null,null,73.66]
["VCM-25-12-01","CBL MGR HK&LP,12IN,VERT,BLK,25/RL","CBL MGR HK&LP,12IN,VERT,BLK,25/RL","RL",0.0,"SIEMON",null,null,null,37.1]
["VCM-250-12-01","CBL MGR HK&LP,12IN,VERT,BLK,250/SP","CBL MGR HK&LP,12IN,VERT,BLK,250/SP","RL",0.0,"SIEMON",null,null,null,225.8]
["RS-VCM","CBL MGR HK&LP,18IN,BLK,10/BOX,1/4 TURN","CBL MGR HK&LP,18IN,BLK,10/BOX,1/4 TURN","BX",0.0,"SIEMON",null,null,null,52.12]
["VCM-25-18-01","CBL MGR HK&LP,18IN,VERT,BLK,25/RL","CBL MGR HK&LP,18IN,VERT,BLK,25/RL","RL",0.0,"SIEMON",null,null,null,48.68]
["VCM-250-18-01","CBL MGR HK&LP,18IN,VERT,BLK,250/SP","CBL MGR HK&LP,18IN,VERT,BLK,250/SP","RL",0.0,"SIEMON",null,null,null,321.96]
["VCM-25-06-01","CBL MGR HK&LP,6IN,VERT,BLK,25/RL","CBL MGR HK&LP,6IN,VERT,BLK,25/RL","RL",0.0,"SIEMON",null,null,null,25.5]
["VCM-250-06-01","CBL MGR HK&LP,6IN,VERT,BLK,250/SP","CBL MGR HK&LP,6IN,VERT,BLK,250/SP","RL",0.0,"SIEMON",null,null,null,129.62]
["S110-RWM-01","CBL MGR,CPR,S110/S210,RACK MNT,1U,NO LEG,CVR,BLK","CBL MGR,CPR,S110/S210,RACK MNT,1U,NO LEG,CVR,BLK","szt.",0.0,"SIEMON",null,null,null,35.24]
["S110-RWM2-01","CBL MGR,CPR,S110/S210,RACK MNT,2U,NO LEG,CVR,BLK","CBL MGR,CPR,S110/S210,RACK MNT,2U,NO LEG,CVR,BLK","szt.",0.0,"SIEMON",null,null,null,68.56]
["VCM-S","CBL MGR,ROUTEIT,7FTX18IN,END OF ROW CVR,VERT,BLK,T","CBL MGR,ROUTEIT,7FTX18IN,END OF ROW CVR,VERT,BLK,TOP&BTM PNL","szt.",0.0,"SIEMON",null,null,null,459.42]
["HCME-4-2U-D","CBL MGR,ROUTEIT,DBL SIDED,4IN/SIDE,2U,EXT CVR,HORZ","CBL MGR,ROUTEIT,DBL SIDED,4IN/SIDE,2U,EXT CVR,HORZ,BLK","szt.",0.0,"SIEMON",null,null,null,177.76]
["HCME-6-2U-D","CBL MGR,ROUTEIT,DBL SIDED,6IN/SIDE,2U,EXT CVR,HORZ","CBL MGR,ROUTEIT,DBL SIDED,6IN/SIDE,2U,EXT CVR,HORZ,BLK","szt.",0.0,"SIEMON",null,null,null,195.54]
["HCM-6-2U-D","CBL MGR,ROUTEIT,DBL SIDED,6IN/SIDE,2U,STND CVR,HOR","CBL MGR,ROUTEIT,DBL SIDED,6IN/SIDE,2U,STND CVR,HORZ,BLK","szt.",0.0,"SIEMON",null,null,null,154.42]
["VCM-10D","CBL MGR,ROUTEIT,DBL SIDED,6IN/SIDE,7FTX10IN,DOOR,V","CBL MGR,ROUTEIT,DBL SIDED,6IN/SIDE,7FTX10IN,DOOR,VERT,BLK","szt.",0.0,"SIEMON",null,null,null,1286.56]
["VCM-12D","CBL MGR,ROUTEIT,DBL SIDED,6IN/SIDE,7FTX12IN,DOOR,V","CBL MGR,ROUTEIT,DBL SIDED,6IN/SIDE,7FTX12IN,DOOR,VERT,BLK","szt.",0.0,"SIEMON",null,null,null,1392.88]
["VPCA-12","CBL MGR,ROUTEIT,DBL SIDED,6IN/SIDE,7FTX12IN,F DOOR","CBL MGR,ROUTEIT,DBL SIDED,6IN/SIDE,7FTX12IN,F DOOR & R RTNR,VERT,BLK","szt.",0.0,"SIEMON",null,null,null,1237.88]
["VCM-16D","CBL MGR,ROUTEIT,DBL SIDED,6IN/SIDE,7FTX16IN,DOOR,V","CBL MGR,ROUTEIT,DBL SIDED,6IN/SIDE,7FTX16IN,DOOR,VERT,BLK","szt.",0.0,"SIEMON",null,null,null,1411.24]
["VCM-6D","CBL MGR,ROUTEIT,DBL SIDED,6IN/SIDE,7FTX6IN,DOOR,VE","CBL MGR,ROUTEIT,DBL SIDED,6IN/SIDE,7FTX6IN,DOOR,VERT,BLK","szt.",0.0,"SIEMON",null,null,null,1180.24]
["VPCA-6","CBL MGR,ROUTEIT,DBL SIDED,6IN/SIDE,7FTX6IN,F DOOR ","CBL MGR,ROUTEIT,DBL SIDED,6IN/SIDE,7FTX6IN,F DOOR & R RTNR,VERT,BLK","szt.",0.0,"SIEMON",null,null,null,853.0]
["HCME-4-1U","CBL MGR,ROUTEIT,SNGL SIDED,4IN,1U,EXT CVR,HORZ,BLK","CBL MGR,ROUTEIT,SNGL SIDED,4IN,1U,EXT CVR,HORZ,BLK","szt.",0.0,"SIEMON",null,null,null,79.9]
["HCME-4-2U","CBL MGR,ROUTEIT,SNGL SIDED,4IN,2U,EXT CVR,HORZ,BLK","CBL MGR,ROUTEIT,SNGL SIDED,4IN,2U,EXT CVR,HORZ,BLK","szt.",0.0,"SIEMON",null,null,null,95.84]
["HCM-4-2U","CBL MGR,ROUTEIT,SNGL SIDED,4IN,2U,STND CVR,HORZ,BL","CBL MGR,ROUTEIT,SNGL SIDED,4IN,2U,STND CVR,HORZ,BLK","szt.",0.0,"SIEMON",null,null,null,81.64]
["HCME-4-4U","CBL MGR,ROUTEIT,SNGL SIDED,4IN,4U,EXT CVR,HORZ,BLK","CBL MGR,ROUTEIT,SNGL SIDED,4IN,4U,EXT CVR,HORZ,BLK","szt.",0.0,"SIEMON",null,null,null,137.84]
["HCM-4-4U","CBL MGR,ROUTEIT,SNGL SIDED,4IN,4U,STND CVR,HORZ,BL","CBL MGR,ROUTEIT,SNGL SIDED,4IN,4U,STND CVR,HORZ,BLK","szt.",0.0,"SIEMON",null,null,null,107.28]
["HCME-6-1U","CBL MGR,ROUTEIT,SNGL SIDED,6IN,1U,EXT CVR,HORZ,BLK","CBL MGR,ROUTEIT,SNGL SIDED,6IN,1U,EXT CVR,HORZ,BLK","szt.",0.0,"SIEMON",null,null,null,89.52]
["HCM-6-1U","CBL MGR,ROUTEIT,SNGL SIDED,6IN,1U,STND CVR,HORZ,BL","CBL MGR,ROUTEIT,SNGL SIDED,6IN,1U,STND CVR,HORZ,BLK","szt.",0.0,"SIEMON",null,null,null,75.48]
["HCME-6-2U","CBL MGR,ROUTEIT,SNGL SIDED,6IN,2U,EXT CVR,HORZ,BLK","CBL MGR,ROUTEIT,SNGL SIDED,6IN,2U,EXT CVR,HORZ,BLK","szt.",0.0,"SIEMON",null,null,null,107.4]
["HCM-6-2U","CBL MGR,ROUTEIT,SNGL SIDED,6IN,2U,STND CVR,HORZ,BL","CBL MGR,ROUTEIT,SNGL SIDED,6IN,2U,STND CVR,HORZ,BLK","szt.",0.0,"SIEMON",null,null,null,94.36]
["HCME-6-4U","CBL MGR,ROUTEIT,SNGL SIDED,6IN,4U,EXT CVR,HORZ,BLK","CBL MGR,ROUTEIT,SNGL SIDED,6IN,4U,EXT CVR,HORZ,BLK","szt.",0.0,"SIEMON",null,null,null,146.24]
["HCM-6-4U","CBL MGR,ROUTEIT,SNGL SIDED,6IN,4U,STND CVR,HORZ,BL","CBL MGR,ROUTEIT,SNGL SIDED,6IN,4U,STND CVR,HORZ,BLK","szt.",0.0,"SIEMON",null,null,null,112.0]
["VCM-10","CBL MGR,ROUTEIT,SNGL SIDED,6IN,7FTX10IN,DOOR,VERT,","CBL MGR,ROUTEIT,SNGL SIDED,6IN,7FTX10IN,DOOR,VERT,BLK","szt.",0.0,"SIEMON",null,null,null,782.96]
["VCM-12","CBL MGR,ROUTEIT,SNGL SIDED,6IN,7FTX12IN,DOOR,VERT,","CBL MGR,ROUTEIT,SNGL SIDED,6IN,7FTX12IN,DOOR,VERT,BLK","szt.",0.0,"SIEMON",null,null,null,967.58]
["VCM-16","CBL MGR,ROUTEIT,SNGL SIDED,6IN,7FTX16IN,DOOR,VERT,","CBL MGR,ROUTEIT,SNGL SIDED,6IN,7FTX16IN,DOOR,VERT,BLK","szt.",0.0,"SIEMON",null,null,null,1024.6]
["VCM-6","CBL MGR,ROUTEIT,SNGL SIDED,6IN,7FTX6IN,DOOR,VERT,B","CBL MGR,ROUTEIT,SNGL SIDED,6IN,7FTX6IN,DOOR,VERT,BLK","szt.",0.0,"SIEMON",null,null,null,701.74]
["WM-143-5","CBL MGR,SNGL SIDED,1U,BLK,(5) S143 HNGR","CBL MGR,SNGL SIDED,1U,BLK,(5) S143 HNGR","szt.",0.0,"SIEMON",null,null,null,46.24]
["RWM-1","CBL MGR,SNGL SIDED,2.5IN,1U,STND CVR,HORZ,BLK","CBL MGR,SNGL SIDED,2.5IN,1U,STND CVR,HORZ,BLK","szt.",0.0,"SIEMON",null,null,null,77.88]
["WM-144-5","CBL MGR,SNGL SIDED,2U,BLK,(5) S144 HNGR","CBL MGR,SNGL SIDED,2U,BLK,(5) S144 HNGR","szt.",0.0,"SIEMON",null,null,null,58.02]
["WM-145-5","CBL MGR,SNGL SIDED,2U,BLK,(5) S145 HNGR","CBL MGR,SNGL SIDED,2U,BLK,(5) S145 HNGR","szt.",0.0,"SIEMON",null,null,null,69.2]
["RS-CNL3","CBL MGR,SNGL SIDED,5IN,7FTX6IN,(5) RETNR CLP,VERT,","CBL MGR,SNGL SIDED,5IN,7FTX6IN,(5) RETNR CLP,VERT,BLK","szt.",0.0,"SIEMON",null,null,null,316.44]
["RS-CNL","CBL MGR,SNGL SIDED,8IN,7FTX6IN,(6) RETNR CLP,VERT,","CBL MGR,SNGL SIDED,8IN,7FTX6IN,(6) RETNR CLP,VERT,BLK","szt.",0.0,"SIEMON",null,null,null,444.68]
["RS-CNL-MGR","CBL RETNR,STND,BLK,USE W/RS-CNL SERIES","CBL RETNR,STND,BLK,USE W/RS-CNL SERIES","szt.",0.0,"SIEMON",null,null,null,5.56]
["180-222","CBL TIE CRADLES 16MMXMM NAT/4MM SCREW FIX PK100","CBL TIE CRADLES 16MMXMM NAT/4MM SCREW FIX PK100","szt.",0.0,"EXCEL",null,null,null,0.0]
["9GG6L012G-G106M","CBL,12F,LSYS,MM,OM1,I/O,LT,GEL,NO ARM,LSOH1,BLU,MT","CBL,12F,LSYS,MM,OM1,I/O,LT,GEL,NO ARM,LSOH1,BLU,MT","m",0.0,"SIEMON",null,null,null,3.08]
["9GG6H012G-G101M","CBL,12F,LSYS,MM,OM1,I/O,LT,GEL,NO ARM,LSOH3C,BLK,M","CBL,12F,LSYS,MM,OM1,I/O,LT,GEL,NO ARM,LSOH3C,BLK,MT","m",0.0,"SIEMON",null,null,null,3.74]
["9GG6D012G-G106M","CBL,12F,LSYS,MM,OM1,I/O,LT,GEL,NO ARM,LSOH3C,BLU,M","CBL,12F,LSYS,MM,OM1,I/O,LT,GEL,NO ARM,LSOH3C,BLU,MT","m",0.0,"SIEMON",null,null,null,4.26]
["9GG6C012G-G106M","CBL,12F,LSYS,MM,OM1,I/O,LT,GEL,NO ARM,LSOHFR,BLU,M","CBL,12F,LSYS,MM,OM1,I/O,LT,GEL,NO ARM,LSOHFR,BLU,MT","m",0.0,"SIEMON",null,null,null,6.74]
["9GD6L012G-G106M","CBL,12F,LSYS,MM,OM1,I/O,TB,DWB,NO ARM,LSOH1,BLU,MT","CBL,12F,LSYS,MM,OM1,I/O,TB,DWB,NO ARM,LSOH1,BLU,MT","m",0.0,"SIEMON",null,null,null,3.42]
["9GD6H012G-G101M","CBL,12F,LSYS,MM,OM1,I/O,TB,DWB,NO ARM,LSOH3C,BLK,M","CBL,12F,LSYS,MM,OM1,I/O,TB,DWB,NO ARM,LSOH3C,BLK,MT","m",0.0,"SIEMON",null,null,null,4.76]
["9GD6B2012GG106M","CBL,12F,LSYS,MM,OM1,I/O,TB,DWB,NO ARM,LSOHFR,BLU,M","CBL,12F,LSYS,MM,OM1,I/O,TB,DWB,NO ARM,LSOHFR,BLU,MT","m",0.0,"SIEMON",null,null,null,6.06]
["9GD6C012G-G106M","CBL,12F,LSYS,MM,OM1,I/O,TB,DWB,NO ARM,LSOHFR,BLU,M","CBL,12F,LSYS,MM,OM1,I/O,TB,DWB,NO ARM,LSOHFR,BLU,MT","m",0.0,"SIEMON",null,null,null,5.46]
["9F6B3-12D1.00","CBL,12F,LSYS,MM,OM1,IN,TB,NO ARM,LSOH3C,ORG,1KM","CBL,12F,LSYS,MM,OM1,IN,TB,NO ARM,LSOH3C,ORG,1KM","szt.",0.0,"SIEMON",null,null,null,3874.4]
["9F6B2-12D1.00","CBL,12F,LSYS,MM,OM1,IN,TB,NO ARM,OFNP,ORG,1KM","CBL,12F,LSYS,MM,OM1,IN,TB,NO ARM,OFNP,ORG,1KM","szt.",0.0,"SIEMON",null,null,null,3910.52]
["9F6B1-12D1.00","CBL,12F,LSYS,MM,OM1,IN,TB,NO ARM,OFNR,ORG,1KM","CBL,12F,LSYS,MM,OM1,IN,TB,NO ARM,OFNR,ORG,1KM","szt.",0.0,"SIEMON",null,null,null,3471.34]
["9F6E4-12D1.00","CBL,12F,LSYS,MM,OM1,OSP,LT,GEL,ARM,MDPE,BLK,1KM","CBL,12F,LSYS,MM,OM1,OSP,LT,GEL,ARM,MDPE,BLK,1KM","szt.",0.0,"SIEMON",null,null,null,4673.78]
["9F6D4-12D1.00","CBL,12F,LSYS,MM,OM1,OSP,LT,GEL,NO ARM,MDPE,BLK,1KM","CBL,12F,LSYS,MM,OM1,OSP,LT,GEL,NO ARM,MDPE,BLK,1KM","szt.",0.0,"SIEMON",null,null,null,4217.12]
["9GG5L012G-T306M","CBL,12F,XGLO,MM,OM3,I/O,LT,GEL,NO ARM,LSOH1,BLU,MT","CBL,12F,XGLO,MM,OM3,I/O,LT,GEL,NO ARM,LSOH1,BLU,MT","m",0.0,"SIEMON",null,null,null,4.96]
["9GG5H012G-T3011","CBL,12F,XGLO,MM,OM3,I/O,LT,GEL,NO ARM,LSOH3C,BLK,1","CBL,12F,XGLO,MM,OM3,I/O,LT,GEL,NO ARM,LSOH3C,BLK,1000M","szt.",0.0,"SIEMON",null,null,null,6072.52]
["9GG5H012G-T3015","CBL,12F,XGLO,MM,OM3,I/O,LT,GEL,NO ARM,LSOH3C,BLK,5","CBL,12F,XGLO,MM,OM3,I/O,LT,GEL,NO ARM,LSOH3C,BLK,500M","szt.",0.0,"SIEMON",null,null,null,3036.26]
["9GG5H012G-T301M","CBL,12F,XGLO,MM,OM3,I/O,LT,GEL,NO ARM,LSOH3C,BLK,M","CBL,12F,XGLO,MM,OM3,I/O,LT,GEL,NO ARM,LSOH3C,BLK,MT","m",0.0,"SIEMON",null,null,null,6.06]
["9GG5D012G-T306M","CBL,12F,XGLO,MM,OM3,I/O,LT,GEL,NO ARM,LSOH3C,BLU,M","CBL,12F,XGLO,MM,OM3,I/O,LT,GEL,NO ARM,LSOH3C,BLU,MT","m",0.0,"SIEMON",null,null,null,5.18]
["9GD5L012G-T306M","CBL,12F,XGLO,MM,OM3,I/O,TB,DWB,NO ARM,LSOH1,BLU,MT","CBL,12F,XGLO,MM,OM3,I/O,TB,DWB,NO ARM,LSOH1,BLU,MT","m",0.0,"SIEMON",null,null,null,4.8]
["9GD5H012G-T3011","CBL,12F,XGLO,MM,OM3,I/O,TB,DWB,NO ARM,LSOH3C,BLK,1","CBL,12F,XGLO,MM,OM3,I/O,TB,DWB,NO ARM,LSOH3C,BLK,1000M","szt.",0.0,"SIEMON",null,null,null,6755.78]
["9GD5H012G-T3015","CBL,12F,XGLO,MM,OM3,I/O,TB,DWB,NO ARM,LSOH3C,BLK,5","CBL,12F,XGLO,MM,OM3,I/O,TB,DWB,NO ARM,LSOH3C,BLK,500M","szt.",0.0,"SIEMON",null,null,null,3377.9]
["9GD5H012G-T301M","CBL,12F,XGLO,MM,OM3,I/O,TB,DWB,NO ARM,LSOH3C,BLK,M","CBL,12F,XGLO,MM,OM3,I/O,TB,DWB,NO ARM,LSOH3C,BLK,MT","m",0.0,"SIEMON",null,null,null,6.76]
["9GD5D012G-T306M","CBL,12F,XGLO,MM,OM3,I/O,TB,DWB,NO ARM,LSOH3C,BLU,M","CBL,12F,XGLO,MM,OM3,I/O,TB,DWB,NO ARM,LSOH3C,BLU,MT","m",0.0,"SIEMON",null,null,null,6.12]
["9GD5B2012GT306M","CBL,12F,XGLO,MM,OM3,I/O,TB,DWB,NO ARM,LSOHFR,BLU,M","CBL,12F,XGLO,MM,OM3,I/O,TB,DWB,NO ARM,LSOHFR,BLU,MT","m",0.0,"SIEMON",null,null,null,7.22]
["9GD5C012G-T306M","CBL,12F,XGLO,MM,OM3,I/O,TB,DWB,NO ARM,LSOHFR,BLU,M","CBL,12F,XGLO,MM,OM3,I/O,TB,DWB,NO ARM,LSOHFR,BLU,MT","m",0.0,"SIEMON",null,null,null,6.4]
["9F5LB3-12D1.00","CBL,12F,XGLO,MM,OM3,IN,TB,NO ARM,LSOH3C,AQA,1KM","CBL,12F,XGLO,MM,OM3,IN,TB,NO ARM,LSOH3C,AQA,1KM","szt.",0.0,"SIEMON",null,null,null,6357.24]
["9F5LB2-12D1.00","CBL,12F,XGLO,MM,OM3,IN,TB,NO ARM,OFNP,AQA,1KM","CBL,12F,XGLO,MM,OM3,IN,TB,NO ARM,OFNP,AQA,1KM","szt.",0.0,"SIEMON",null,null,null,6391.76]
["9F5LE4-12D1.00","CBL,12F,XGLO,MM,OM3,OSP,LT,GEL,ARM,MDPE,BLK,1KM","CBL,12F,XGLO,MM,OM3,OSP,LT,GEL,ARM,MDPE,BLK,1KM","szt.",0.0,"SIEMON",null,null,null,7846.78]
["9F5LD4-12D1.00","CBL,12F,XGLO,MM,OM3,OSP,LT,GEL,NO ARM,MDPE,BLK,1KM","CBL,12F,XGLO,MM,OM3,OSP,LT,GEL,NO ARM,MDPE,BLK,1KM","szt.",0.0,"SIEMON",null,null,null,7348.62]
["9GG5L012G-T506M","CBL,12F,XGLO,MM,OM4,I/O,LT,GEL,NO ARM,LSOH1,BLU,MT","CBL,12F,XGLO,MM,OM4,I/O,LT,GEL,NO ARM,LSOH1,BLU,MT","m",0.0,"SIEMON",null,null,null,6.32]
["9GG5H012G-T501M","CBL,12F,XGLO,MM,OM4,I/O,LT,GEL,NO ARM,LSOH3C,BLK,M","CBL,12F,XGLO,MM,OM4,I/O,LT,GEL,NO ARM,LSOH3C,BLK,MT","m",0.0,"SIEMON",null,null,null,7.52]
["9GG5D012G-T506M","CBL,12F,XGLO,MM,OM4,I/O,LT,GEL,NO ARM,LSOH3C,BLU,M","CBL,12F,XGLO,MM,OM4,I/O,LT,GEL,NO ARM,LSOH3C,BLU,MT","m",0.0,"SIEMON",null,null,null,8.14]
["9GG5D012G-T516M","CBL,12F,XGLO,MM,OM4,I/O,LT,GEL,NO ARM,LSOH3C,EV,MT","CBL,12F,XGLO,MM,OM4,I/O,LT,GEL,NO ARM,LSOH3C,EV,MT","m",0.0,"SIEMON",null,null,null,8.14]
["9GD5L012G-T506M","CBL,12F,XGLO,MM,OM4,I/O,TB,DWB,NO ARM,LSOH1,BLU,MT","CBL,12F,XGLO,MM,OM4,I/O,TB,DWB,NO ARM,LSOH1,BLU,MT","m",0.0,"SIEMON",null,null,null,7.36]
["9GD5H012G-T501M","CBL,12F,XGLO,MM,OM4,I/O,TB,DWB,NO ARM,LSOH3C,BLK,M","CBL,12F,XGLO,MM,OM4,I/O,TB,DWB,NO ARM,LSOH3C,BLK,MT","m",0.0,"SIEMON",null,null,null,10.48]
["9GD5D012G-T506M","CBL,12F,XGLO,MM,OM4,I/O,TB,DWB,NO ARM,LSOH3C,BLU,M","CBL,12F,XGLO,MM,OM4,I/O,TB,DWB,NO ARM,LSOH3C,BLU,MT","m",0.0,"SIEMON",null,null,null,9.56]
["9GD5D012G-T516M","CBL,12F,XGLO,MM,OM4,I/O,TB,DWB,NO ARM,LSOH3C,EV,MT","CBL,12F,XGLO,MM,OM4,I/O,TB,DWB,NO ARM,LSOH3C,EV,MT","m",0.0,"SIEMON",null,null,null,9.56]
["9GD5B2012GT506M","CBL,12F,XGLO,MM,OM4,I/O,TB,DWB,NO ARM,LSOHFR,BLU,M","CBL,12F,XGLO,MM,OM4,I/O,TB,DWB,NO ARM,LSOHFR,BLU,MT","m",0.0,"SIEMON",null,null,null,11.5]
["9GD5C012G-T506M","CBL,12F,XGLO,MM,OM4,I/O,TB,DWB,NO ARM,LSOHFR,BLU,M","CBL,12F,XGLO,MM,OM4,I/O,TB,DWB,NO ARM,LSOHFR,BLU,MT","m",0.0,"SIEMON",null,null,null,9.96]
["9F5VB3-12D1.00","CBL,12F,XGLO,MM,OM4,IN,TB,NO ARM,LSOH3C,AQA,1KM","CBL,12F,XGLO,MM,OM4,IN,TB,NO ARM,LSOH3C,AQA,1KM","szt.",0.0,"SIEMON",null,null,null,7354.66]
["9F5VB2-12D1.00","CBL,12F,XGLO,MM,OM4,IN,TB,NO ARM,OFNP,AQA,1KM","CBL,12F,XGLO,MM,OM4,IN,TB,NO ARM,OFNP,AQA,1KM","szt.",0.0,"SIEMON",null,null,null,7842.4]
["9F5VE4-12D1.00","CBL,12F,XGLO,MM,OM4,OSP,LT,GEL,ARM,MDPE,BLK,1KM","CBL,12F,XGLO,MM,OM4,OSP,LT,GEL,ARM,MDPE,BLK,1KM","szt.",0.0,"SIEMON",null,null,null,8480.62]
["9F5VD4-12D1.00","CBL,12F,XGLO,MM,OM4,OSP,LT,GEL,NO ARM,MDPE,BLK,1KM","CBL,12F,XGLO,MM,OM4,OSP,LT,GEL,NO ARM,MDPE,BLK,1KM","szt.",0.0,"SIEMON",null,null,null,7916.7]
["9GG8L012G-E206M","CBL,12F,XGLO,SM,OS1/OS2,I/O,LT,GEL,NO ARM,LSOH1,BL","CBL,12F,XGLO,SM,OS1/OS2,I/O,LT,GEL,NO ARM,LSOH1,BLU,MT","m",0.0,"SIEMON",null,null,null,1.68]
["9GG8D012G-E206M","CBL,12F,XGLO,SM,OS1/OS2,I/O,LT,GEL,NO ARM,LSOH3C,B","CBL,12F,XGLO,SM,OS1/OS2,I/O,LT,GEL,NO ARM,LSOH3C,BLU,MT","m",0.0,"SIEMON",null,null,null,2.0]
["9GG8H012G-E2011","CBL,12F,XGLO,SM,OS1/OS2,I/O,LT,GEL,NO ARM,LSOH3C,B","CBL,12F,XGLO,SM,OS1/OS2,I/O,LT,GEL,NO ARM,LSOH3C,BLK,1000M","szt.",0.0,"SIEMON",null,null,null,2223.4]
["9GG8H012G-E2015","CBL,12F,XGLO,SM,OS1/OS2,I/O,LT,GEL,NO ARM,LSOH3C,B","CBL,12F,XGLO,SM,OS1/OS2,I/O,LT,GEL,NO ARM,LSOH3C,BLK,500M","szt.",0.0,"SIEMON",null,null,null,1111.68]
["9GG8H012G-E201M","CBL,12F,XGLO,SM,OS1/OS2,I/O,LT,GEL,NO ARM,LSOH3C,B","CBL,12F,XGLO,SM,OS1/OS2,I/O,LT,GEL,NO ARM,LSOH3C,BLK,MT","m",0.0,"SIEMON",null,null,null,2.22]
["9GG8C012G-E206M","CBL,12F,XGLO,SM,OS1/OS2,I/O,LT,GEL,NO ARM,LSOHFR,B","CBL,12F,XGLO,SM,OS1/OS2,I/O,LT,GEL,NO ARM,LSOHFR,BLU,MT","m",0.0,"SIEMON",null,null,null,4.54]
["9GD8L012G-E206M","CBL,12F,XGLO,SM,OS1/OS2,I/O,TB,DWB,NO ARM,LSOH1,BL","CBL,12F,XGLO,SM,OS1/OS2,I/O,TB,DWB,NO ARM,LSOH1,BLU,MT","m",0.0,"SIEMON",null,null,null,2.24]
["9GD8D012G-E206M","CBL,12F,XGLO,SM,OS1/OS2,I/O,TB,DWB,NO ARM,LSOH3C,B","CBL,12F,XGLO,SM,OS1/OS2,I/O,TB,DWB,NO ARM,LSOH3C,BLU,MT","m",0.0,"SIEMON",null,null,null,2.58]
["9GD8H012G-E201M","CBL,12F,XGLO,SM,OS1/OS2,I/O,TB,DWB,NO ARM,LSOH3C,B","CBL,12F,XGLO,SM,OS1/OS2,I/O,TB,DWB,NO ARM,LSOH3C,BLK,MT","m",0.0,"SIEMON",null,null,null,3.82]
["9GD8B2012GE206M","CBL,12F,XGLO,SM,OS1/OS2,I/O,TB,DWB,NO ARM,LSOHFR,B","CBL,12F,XGLO,SM,OS1/OS2,I/O,TB,DWB,NO ARM,LSOHFR,BLU,MT","m",0.0,"SIEMON",null,null,null,3.8]
["9GD8C012G-E206M","CBL,12F,XGLO,SM,OS1/OS2,I/O,TB,DWB,NO ARM,LSOHFR,B","CBL,12F,XGLO,SM,OS1/OS2,I/O,TB,DWB,NO ARM,LSOHFR,BLU,MT","m",0.0,"SIEMON",null,null,null,2.88]
["9F8LB3-12D1.00","CBL,12F,XGLO,SM,OS1/OS2,IN,TB,NO ARM,LSOH3C,YEL,1K","CBL,12F,XGLO,SM,OS1/OS2,IN,TB,NO ARM,LSOH3C,YEL,1KM","szt.",0.0,"SIEMON",null,null,null,2234.34]
["9F8LB2-12D1.00","CBL,12F,XGLO,SM,OS1/OS2,IN,TB,NO ARM,OFNP,YEL,1KM","CBL,12F,XGLO,SM,OS1/OS2,IN,TB,NO ARM,OFNP,YEL,1KM","szt.",0.0,"SIEMON",null,null,null,2277.7]
["9F8LE4-12D1.00","CBL,12F,XGLO,SM,OS1/OS2,OSP,LT,GEL,ARM,MDPE,BLK,1K","CBL,12F,XGLO,SM,OS1/OS2,OSP,LT,GEL,ARM,MDPE,BLK,1KM","szt.",0.0,"SIEMON",null,null,null,2801.12]
["9F8LD4-12D1.00","CBL,12F,XGLO,SM,OS1/OS2,OSP,LT,GEL,NO ARM,MDPE,BLK","CBL,12F,XGLO,SM,OS1/OS2,OSP,LT,GEL,NO ARM,MDPE,BLK,1KM","szt.",0.0,"SIEMON",null,null,null,2381.64]
["9GG6L144G-G106M","CBL,144F,LSYS,MM,OM1,I/O,LT,GEL,NO ARM,LSOH1,BLU,M","CBL,144F,LSYS,MM,OM1,I/O,LT,GEL,NO ARM,LSOH1,BLU,MT","m",0.0,"SIEMON",null,null,null,29.38]
["9GG6H144G-G101M","CBL,144F,LSYS,MM,OM1,I/O,LT,GEL,NO ARM,LSOH3C,BLK,","CBL,144F,LSYS,MM,OM1,I/O,LT,GEL,NO ARM,LSOH3C,BLK,MT","m",0.0,"SIEMON",null,null,null,37.4]
["9GG6C144G-G106M","CBL,144F,LSYS,MM,OM1,I/O,LT,GEL,NO ARM,LSOHFR,BLU,","CBL,144F,LSYS,MM,OM1,I/O,LT,GEL,NO ARM,LSOHFR,BLU,MT","m",0.0,"SIEMON",null,null,null,48.84]
["9F6E4-144D1.00","CBL,144F,LSYS,MM,OM1,OSP,LT,GEL,ARM,MDPE,BLK,1KM","CBL,144F,LSYS,MM,OM1,OSP,LT,GEL,ARM,MDPE,BLK,1KM","szt.",0.0,"SIEMON",null,null,null,39047.18]
["9F6D4-144D1.00","CBL,144F,LSYS,MM,OM1,OSP,LT,GEL,NO ARM,MDPE,BLK,1K","CBL,144F,LSYS,MM,OM1,OSP,LT,GEL,NO ARM,MDPE,BLK,1KM","szt.",0.0,"SIEMON",null,null,null,36565.76]
["9GG5L144G-T306M","CBL,144F,XGLO,MM,OM3,I/O,LT,GEL,NO ARM,LSOH1,BLU,M","CBL,144F,XGLO,MM,OM3,I/O,LT,GEL,NO ARM,LSOH1,BLU,MT","m",0.0,"SIEMON",null,null,null,43.42]
["9GG5H144G-T301M","CBL,144F,XGLO,MM,OM3,I/O,LT,GEL,NO ARM,LSOH3C,BLK,","CBL,144F,XGLO,MM,OM3,I/O,LT,GEL,NO ARM,LSOH3C,BLK,MT","m",0.0,"SIEMON",null,null,null,59.68]
["9F5LE4-144D1.00","CBL,144F,XGLO,MM,OM3,OSP,LT,GEL,ARM,MDPE,BLK,1KM","CBL,144F,XGLO,MM,OM3,OSP,LT,GEL,ARM,MDPE,BLK,1KM","szt.",0.0,"SIEMON",null,null,null,75009.84]
["9F5LD4-144D1.00","CBL,144F,XGLO,MM,OM3,OSP,LT,GEL,NO ARM,MDPE,BLK,1K","CBL,144F,XGLO,MM,OM3,OSP,LT,GEL,NO ARM,MDPE,BLK,1KM","szt.",0.0,"SIEMON",null,null,null,70797.32]
["9GG5L144G-T506M","CBL,144F,XGLO,MM,OM4,I/O,LT,GEL,NO ARM,LSOH1,BLU,M","CBL,144F,XGLO,MM,OM4,I/O,LT,GEL,NO ARM,LSOH1,BLU,MT","m",0.0,"SIEMON",null,null,null,65.94]
["9GG5H144G-T501M","CBL,144F,XGLO,MM,OM4,I/O,LT,GEL,NO ARM,LSOH3C,BLK,","CBL,144F,XGLO,MM,OM4,I/O,LT,GEL,NO ARM,LSOH3C,BLK,MT","m",0.0,"SIEMON",null,null,null,82.32]
["9F5VE4-144D1.00","CBL,144F,XGLO,MM,OM4,OSP,LT,GEL,ARM,MDPE,BLK,1KM","CBL,144F,XGLO,MM,OM4,OSP,LT,GEL,ARM,MDPE,BLK,1KM","szt.",0.0,"SIEMON",null,null,null,83785.06]
["9F5VD4-144D1.00","CBL,144F,XGLO,MM,OM4,OSP,LT,GEL,NO ARM,MDPE,BLK,1K","CBL,144F,XGLO,MM,OM4,OSP,LT,GEL,NO ARM,MDPE,BLK,1KM","szt.",0.0,"SIEMON",null,null,null,83297.24]
["9GG8L144G-E206M","CBL,144F,XGLO,SM,OS1/OS2,I/O,LT,GEL,NO ARM,LSOH1,B","CBL,144F,XGLO,SM,OS1/OS2,I/O,LT,GEL,NO ARM,LSOH1,BLU,MT","m",0.0,"SIEMON",null,null,null,9.68]
["9GG8H144G-E201M","CBL,144F,XGLO,SM,OS1/OS2,I/O,LT,GEL,NO ARM,LSOH3C,","CBL,144F,XGLO,SM,OS1/OS2,I/O,LT,GEL,NO ARM,LSOH3C,BLK,MT","m",0.0,"SIEMON",null,null,null,15.0]
["9GG8C144G-E206M","CBL,144F,XGLO,SM,OS1/OS2,I/O,LT,GEL,NO ARM,LSOHFR,","CBL,144F,XGLO,SM,OS1/OS2,I/O,LT,GEL,NO ARM,LSOHFR,BLU,MT","m",0.0,"SIEMON",null,null,null,15.94]
["9F8LE4-144D1.00","CBL,144F,XGLO,SM,OS1/OS2,OSP,LT,GEL,ARM,MDPE,BLK,1","CBL,144F,XGLO,SM,OS1/OS2,OSP,LT,GEL,ARM,MDPE,BLK,1KM","szt.",0.0,"SIEMON",null,null,null,14376.3]
["9F8LD4-144D1.00","CBL,144F,XGLO,SM,OS1/OS2,OSP,LT,GEL,NO ARM,MDPE,BL","CBL,144F,XGLO,SM,OS1/OS2,OSP,LT,GEL,NO ARM,MDPE,BLK,1KM","szt.",0.0,"SIEMON",null,null,null,14151.58]
["9GG6L016D-G106M","CBL,16F,LSYS,MM,OM1,I/O,LT,GEL,NO ARM,LSOH1,BLU,MT","CBL,16F,LSYS,MM,OM1,I/O,LT,GEL,NO ARM,LSOH1,BLU,MT","m",0.0,"SIEMON",null,null,null,5.1]
["9GG6H016D-G101M","CBL,16F,LSYS,MM,OM1,I/O,LT,GEL,NO ARM,LSOH3C,BLK,M","CBL,16F,LSYS,MM,OM1,I/O,LT,GEL,NO ARM,LSOH3C,BLK,MT","m",0.0,"SIEMON",null,null,null,4.86]
["9GG6C016K-G106M","CBL,16F,LSYS,MM,OM1,I/O,LT,GEL,NO ARM,LSOHFR,BLU,M","CBL,16F,LSYS,MM,OM1,I/O,LT,GEL,NO ARM,LSOHFR,BLU,MT","m",0.0,"SIEMON",null,null,null,7.6]
["9GD6L016K-G106M","CBL,16F,LSYS,MM,OM1,I/O,TB,DWB,NO ARM,LSOH1,BLU,MT","CBL,16F,LSYS,MM,OM1,I/O,TB,DWB,NO ARM,LSOH1,BLU,MT","m",0.0,"SIEMON",null,null,null,4.28]
["9GD6H016K-G101M","CBL,16F,LSYS,MM,OM1,I/O,TB,DWB,NO ARM,LSOH3C,BLK,M","CBL,16F,LSYS,MM,OM1,I/O,TB,DWB,NO ARM,LSOH3C,BLK,MT","m",0.0,"SIEMON",null,null,null,6.0]
["9GD6D016K-G106M","CBL,16F,LSYS,MM,OM1,I/O,TB,DWB,NO ARM,LSOH3C,BLU,M","CBL,16F,LSYS,MM,OM1,I/O,TB,DWB,NO ARM,LSOH3C,BLU,MT","m",0.0,"SIEMON",null,null,null,5.92]
["9GD6B2016KG106M","CBL,16F,LSYS,MM,OM1,I/O,TB,DWB,NO ARM,LSOHFR,BLU,M","CBL,16F,LSYS,MM,OM1,I/O,TB,DWB,NO ARM,LSOHFR,BLU,MT","m",0.0,"SIEMON",null,null,null,7.74]
["9GD6C016K-G106M","CBL,16F,LSYS,MM,OM1,I/O,TB,DWB,NO ARM,LSOHFR,BLU,M","CBL,16F,LSYS,MM,OM1,I/O,TB,DWB,NO ARM,LSOHFR,BLU,MT","m",0.0,"SIEMON",null,null,null,6.84]
["9F6B3-16K1.00","CBL,16F,LSYS,MM,OM1,IN,TB,NO ARM,LSOH3C,ORG,1KM","CBL,16F,LSYS,MM,OM1,IN,TB,NO ARM,LSOH3C,ORG,1KM","szt.",0.0,"SIEMON",null,null,null,5845.5]
["9F6B2-16K1.00","CBL,16F,LSYS,MM,OM1,IN,TB,NO ARM,OFNP,ORG,1KM","CBL,16F,LSYS,MM,OM1,IN,TB,NO ARM,OFNP,ORG,1KM","szt.",0.0,"SIEMON",null,null,null,6763.96]
["9F6B1-16K1.00","CBL,16F,LSYS,MM,OM1,IN,TB,NO ARM,OFNR,ORG,1KM","CBL,16F,LSYS,MM,OM1,IN,TB,NO ARM,OFNR,ORG,1KM","szt.",0.0,"SIEMON",null,null,null,5831.86]
["9F6E4-16A1.00","CBL,16F,LSYS,MM,OM1,OSP,LT,GEL,ARM,MDPE,BLK,1KM","CBL,16F,LSYS,MM,OM1,OSP,LT,GEL,ARM,MDPE,BLK,1KM","szt.",0.0,"SIEMON",null,null,null,5352.7]
["9F6D4-16A1.00","CBL,16F,LSYS,MM,OM1,OSP,LT,GEL,NO ARM,MDPE,BLK,1KM","CBL,16F,LSYS,MM,OM1,OSP,LT,GEL,NO ARM,MDPE,BLK,1KM","szt.",0.0,"SIEMON",null,null,null,5162.44]
["9GG5L016D-T306M","CBL,16F,XGLO,MM,OM3,I/O,LT,GEL,NO ARM,LSOH1,BLU,MT","CBL,16F,XGLO,MM,OM3,I/O,LT,GEL,NO ARM,LSOH1,BLU,MT","m",0.0,"SIEMON",null,null,null,6.66]
["9GG5H016D-T301M","CBL,16F,XGLO,MM,OM3,I/O,LT,GEL,NO ARM,LSOH3C,BLK,M","CBL,16F,XGLO,MM,OM3,I/O,LT,GEL,NO ARM,LSOH3C,BLK,MT","m",0.0,"SIEMON",null,null,null,7.88]
["9GD5L016K-T306M","CBL,16F,XGLO,MM,OM3,I/O,TB,DWB,NO ARM,LSOH1,BLU,MT","CBL,16F,XGLO,MM,OM3,I/O,TB,DWB,NO ARM,LSOH1,BLU,MT","m",0.0,"SIEMON",null,null,null,6.64]
["9GD5H016K-T301M","CBL,16F,XGLO,MM,OM3,I/O,TB,DWB,NO ARM,LSOH3C,BLK,M","CBL,16F,XGLO,MM,OM3,I/O,TB,DWB,NO ARM,LSOH3C,BLK,MT","m",0.0,"SIEMON",null,null,null,7.44]
["9GD5D016K-T306M","CBL,16F,XGLO,MM,OM3,I/O,TB,DWB,NO ARM,LSOH3C,BLU,M","CBL,16F,XGLO,MM,OM3,I/O,TB,DWB,NO ARM,LSOH3C,BLU,MT","m",0.0,"SIEMON",null,null,null,7.82]
["9GD5B2016KT306M","CBL,16F,XGLO,MM,OM3,I/O,TB,DWB,NO ARM,LSOHFR,BLU,M","CBL,16F,XGLO,MM,OM3,I/O,TB,DWB,NO ARM,LSOHFR,BLU,MT","m",0.0,"SIEMON",null,null,null,9.14]
["9GD5C016K-T306M","CBL,16F,XGLO,MM,OM3,I/O,TB,DWB,NO ARM,LSOHFR,BLU,M","CBL,16F,XGLO,MM,OM3,I/O,TB,DWB,NO ARM,LSOHFR,BLU,MT","m",0.0,"SIEMON",null,null,null,8.14]
["9F5LB3-16K1.00","CBL,16F,XGLO,MM,OM3,IN,TB,NO ARM,LSOH3C,AQA,1KM","CBL,16F,XGLO,MM,OM3,IN,TB,NO ARM,LSOH3C,AQA,1KM","szt.",0.0,"SIEMON",null,null,null,7842.94]
["9F5LB2-16K1.00","CBL,16F,XGLO,MM,OM3,IN,TB,NO ARM,OFNP,AQA,1KM","CBL,16F,XGLO,MM,OM3,IN,TB,NO ARM,OFNP,AQA,1KM","szt.",0.0,"SIEMON",null,null,null,8761.42]
["9F5LB1-16K1.00","CBL,16F,XGLO,MM,OM3,IN,TB,NO ARM,OFNR,AQA,1KM","CBL,16F,XGLO,MM,OM3,IN,TB,NO ARM,OFNR,AQA,1KM","szt.",0.0,"SIEMON",null,null,null,7829.28]
["9F5LE4-16A1.00","CBL,16F,XGLO,MM,OM3,OSP,LT,GEL,ARM,MDPE,BLK,1KM","CBL,16F,XGLO,MM,OM3,OSP,LT,GEL,ARM,MDPE,BLK,1KM","szt.",0.0,"SIEMON",null,null,null,9554.64]
["9F5LD4-16A1.00","CBL,16F,XGLO,MM,OM3,OSP,LT,GEL,NO ARM,MDPE,BLK,1KM","CBL,16F,XGLO,MM,OM3,OSP,LT,GEL,NO ARM,MDPE,BLK,1KM","szt.",0.0,"SIEMON",null,null,null,9355.62]
["9GG5L016D-T506M","CBL,16F,XGLO,MM,OM4,I/O,LT,GEL,NO ARM,LSOH1,BLU,MT","CBL,16F,XGLO,MM,OM4,I/O,LT,GEL,NO ARM,LSOH1,BLU,MT","m",0.0,"SIEMON",null,null,null,9.32]
["9GG5H016D-T501M","CBL,16F,XGLO,MM,OM4,I/O,LT,GEL,NO ARM,LSOH3C,BLK,M","CBL,16F,XGLO,MM,OM4,I/O,LT,GEL,NO ARM,LSOH3C,BLK,MT","m",0.0,"SIEMON",null,null,null,10.12]
["9GD5L016K-T506M","CBL,16F,XGLO,MM,OM4,I/O,TB,DWB,NO ARM,LSOH1,BLU,MT","CBL,16F,XGLO,MM,OM4,I/O,TB,DWB,NO ARM,LSOH1,BLU,MT","m",0.0,"SIEMON",null,null,null,10.1]
["9GD5H016K-T501M","CBL,16F,XGLO,MM,OM4,I/O,TB,DWB,NO ARM,LSOH3C,BLK,M","CBL,16F,XGLO,MM,OM4,I/O,TB,DWB,NO ARM,LSOH3C,BLK,MT","m",0.0,"SIEMON",null,null,null,11.8]
["9GD5D016K-T506M","CBL,16F,XGLO,MM,OM4,I/O,TB,DWB,NO ARM,LSOH3C,BLU,M","CBL,16F,XGLO,MM,OM4,I/O,TB,DWB,NO ARM,LSOH3C,BLU,MT","m",0.0,"SIEMON",null,null,null,12.38]
["9GD5D016K-T516M","CBL,16F,XGLO,MM,OM4,I/O,TB,DWB,NO ARM,LSOH3C,EV,MT","CBL,16F,XGLO,MM,OM4,I/O,TB,DWB,NO ARM,LSOH3C,EV,MT","m",0.0,"SIEMON",null,null,null,12.38]
["9GD5B2016KT506M","CBL,16F,XGLO,MM,OM4,I/O,TB,DWB,NO ARM,LSOHFR,BLU,M","CBL,16F,XGLO,MM,OM4,I/O,TB,DWB,NO ARM,LSOHFR,BLU,MT","m",0.0,"SIEMON",null,null,null,14.84]
["9GD5C016K-T506M","CBL,16F,XGLO,MM,OM4,I/O,TB,DWB,NO ARM,LSOHFR,BLU,M","CBL,16F,XGLO,MM,OM4,I/O,TB,DWB,NO ARM,LSOHFR,BLU,MT","m",0.0,"SIEMON",null,null,null,12.9]
["9F5VB3-16K1.00","CBL,16F,XGLO,MM,OM4,IN,TB,NO ARM,LSOH3C,AQA,1KM","CBL,16F,XGLO,MM,OM4,IN,TB,NO ARM,LSOH3C,AQA,1KM","szt.",0.0,"SIEMON",null,null,null,12626.56]
["9F5VB2-16K1.00","CBL,16F,XGLO,MM,OM4,IN,TB,NO ARM,OFNP,AQA,1KM","CBL,16F,XGLO,MM,OM4,IN,TB,NO ARM,OFNP,AQA,1KM","szt.",0.0,"SIEMON",null,null,null,13203.6]
["9F5VB1-16K1.00","CBL,16F,XGLO,MM,OM4,IN,TB,NO ARM,OFNR,AQA,1KM","CBL,16F,XGLO,MM,OM4,IN,TB,NO ARM,OFNR,AQA,1KM","szt.",0.0,"SIEMON",null,null,null,12616.32]
["9F5VE4-16A1.00","CBL,16F,XGLO,MM,OM4,OSP,LT,GEL,ARM,MDPE,BLK,1KM","CBL,16F,XGLO,MM,OM4,OSP,LT,GEL,ARM,MDPE,BLK,1KM","szt.",0.0,"SIEMON",null,null,null,10213.88]
["9F5VD4-16A1.00","CBL,16F,XGLO,MM,OM4,OSP,LT,GEL,NO ARM,MDPE,BLK,1KM","CBL,16F,XGLO,MM,OM4,OSP,LT,GEL,NO ARM,MDPE,BLK,1KM","szt.",0.0,"SIEMON",null,null,null,10110.08]
["9GG8L016D-E206M","CBL,16F,XGLO,SM,OS1/OS2,I/O,LT,GEL,NO ARM,LSOH1,BL","CBL,16F,XGLO,SM,OS1/OS2,I/O,LT,GEL,NO ARM,LSOH1,BLU,MT","m",0.0,"SIEMON",null,null,null,2.9]
["9GG8H016D-E201M","CBL,16F,XGLO,SM,OS1/OS2,I/O,LT,GEL,NO ARM,LSOH3C,B","CBL,16F,XGLO,SM,OS1/OS2,I/O,LT,GEL,NO ARM,LSOH3C,BLK,MT","m",0.0,"SIEMON",null,null,null,2.7]
["9GG8C016K-E206M","CBL,16F,XGLO,SM,OS1/OS2,I/O,LT,GEL,NO ARM,LSOHFR,B","CBL,16F,XGLO,SM,OS1/OS2,I/O,LT,GEL,NO ARM,LSOHFR,BLU,MT","m",0.0,"SIEMON",null,null,null,4.86]
["9GD8L016K-E206M","CBL,16F,XGLO,SM,OS1/OS2,I/O,TB,DWB,NO ARM,LSOH1,BL","CBL,16F,XGLO,SM,OS1/OS2,I/O,TB,DWB,NO ARM,LSOH1,BLU,MT","m",0.0,"SIEMON",null,null,null,2.72]
["9GD8D016K-E206M","CBL,16F,XGLO,SM,OS1/OS2,I/O,TB,DWB,NO ARM,LSOH3C,B","CBL,16F,XGLO,SM,OS1/OS2,I/O,TB,DWB,NO ARM,LSOH3C,BLU,MT","m",0.0,"SIEMON",null,null,null,3.16]
["9GD8H016K-E201M","CBL,16F,XGLO,SM,OS1/OS2,I/O,TB,DWB,NO ARM,LSOH3C,B","CBL,16F,XGLO,SM,OS1/OS2,I/O,TB,DWB,NO ARM,LSOH3C,BLK,MT","m",0.0,"SIEMON",null,null,null,4.18]
["9GD8B2016KE206M","CBL,16F,XGLO,SM,OS1/OS2,I/O,TB,DWB,NO ARM,LSOHFR,B","CBL,16F,XGLO,SM,OS1/OS2,I/O,TB,DWB,NO ARM,LSOHFR,BLU,MT","m",0.0,"SIEMON",null,null,null,4.98]
["9GD8C016K-E206M","CBL,16F,XGLO,SM,OS1/OS2,I/O,TB,DWB,NO ARM,LSOHFR,B","CBL,16F,XGLO,SM,OS1/OS2,I/O,TB,DWB,NO ARM,LSOHFR,BLU,MT","m",0.0,"SIEMON",null,null,null,3.56]
["9F8LB3-16K1.00","CBL,16F,XGLO,SM,OS1/OS2,IN,TB,NO ARM,LSOH3C,YEL,1K","CBL,16F,XGLO,SM,OS1/OS2,IN,TB,NO ARM,LSOH3C,YEL,1KM","szt.",0.0,"SIEMON",null,null,null,2851.04]
["9F8LB2-16K1.00","CBL,16F,XGLO,SM,OS1/OS2,IN,TB,NO ARM,OFNP,YEL,1KM","CBL,16F,XGLO,SM,OS1/OS2,IN,TB,NO ARM,OFNP,YEL,1KM","szt.",0.0,"SIEMON",null,null,null,3772.94]
["9F8LB1-16K1.00","CBL,16F,XGLO,SM,OS1/OS2,IN,TB,NO ARM,OFNR,YEL,1KM","CBL,16F,XGLO,SM,OS1/OS2,IN,TB,NO ARM,OFNR,YEL,1KM","szt.",0.0,"SIEMON",null,null,null,2840.8]
["9F8LE4-16A1.50","CBL,16F,XGLO,SM,OS1/OS2,OSP,LT,GEL,ARM,MDPE,BLK,1.","CBL,16F,XGLO,SM,OS1/OS2,OSP,LT,GEL,ARM,MDPE,BLK,1.5KM","szt.",0.0,"SIEMON",null,null,null,4393.52]
["9F8LE4-16A1.00","CBL,16F,XGLO,SM,OS1/OS2,OSP,LT,GEL,ARM,MDPE,BLK,1K","CBL,16F,XGLO,SM,OS1/OS2,OSP,LT,GEL,ARM,MDPE,BLK,1KM","szt.",0.0,"SIEMON",null,null,null,2929.02]
["9F8LD4-16A1.00","CBL,16F,XGLO,SM,OS1/OS2,OSP,LT,GEL,NO ARM,MDPE,BLK","CBL,16F,XGLO,SM,OS1/OS2,OSP,LT,GEL,NO ARM,MDPE,BLK,1KM","szt.",0.0,"SIEMON",null,null,null,2564.04]
["9GG6L024D-G106M","CBL,24F,LSYS,MM,OM1,I/O,LT,GEL,NO ARM,LSOH1,BLU,MT","CBL,24F,LSYS,MM,OM1,I/O,LT,GEL,NO ARM,LSOH1,BLU,MT","m",0.0,"SIEMON",null,null,null,6.34]
["9GG6H024D-G101M","CBL,24F,LSYS,MM,OM1,I/O,LT,GEL,NO ARM,LSOH3C,BLK,M","CBL,24F,LSYS,MM,OM1,I/O,LT,GEL,NO ARM,LSOH3C,BLK,MT","m",0.0,"SIEMON",null,null,null,7.08]
["9GG6C024L-G106M","CBL,24F,LSYS,MM,OM1,I/O,LT,GEL,NO ARM,LSOHFR,BLU,M","CBL,24F,LSYS,MM,OM1,I/O,LT,GEL,NO ARM,LSOHFR,BLU,MT","m",0.0,"SIEMON",null,null,null,9.28]
["9GD6L024L-G106M","CBL,24F,LSYS,MM,OM1,I/O,TB,DWB,NO ARM,LSOH1,BLU,MT","CBL,24F,LSYS,MM,OM1,I/O,TB,DWB,NO ARM,LSOH1,BLU,MT","m",0.0,"SIEMON",null,null,null,6.0]
["9GD6H024L-G101M","CBL,24F,LSYS,MM,OM1,I/O,TB,DWB,NO ARM,LSOH3C,BLK,M","CBL,24F,LSYS,MM,OM1,I/O,TB,DWB,NO ARM,LSOH3C,BLK,MT","m",0.0,"SIEMON",null,null,null,8.12]
["9GD6D024L-G106M","CBL,24F,LSYS,MM,OM1,I/O,TB,DWB,NO ARM,LSOH3C,BLU,M","CBL,24F,LSYS,MM,OM1,I/O,TB,DWB,NO ARM,LSOH3C,BLU,MT","m",0.0,"SIEMON",null,null,null,8.38]
["9GD6B2024LG106M","CBL,24F,LSYS,MM,OM1,I/O,TB,DWB,NO ARM,LSOHFR,BLU,M","CBL,24F,LSYS,MM,OM1,I/O,TB,DWB,NO ARM,LSOHFR,BLU,MT","m",0.0,"SIEMON",null,null,null,10.32]
["9GD6C024L-G106M","CBL,24F,LSYS,MM,OM1,I/O,TB,DWB,NO ARM,LSOHFR,BLU,M","CBL,24F,LSYS,MM,OM1,I/O,TB,DWB,NO ARM,LSOHFR,BLU,MT","m",0.0,"SIEMON",null,null,null,9.76]
["9F6B3-24L1.00","CBL,24F,LSYS,MM,OM1,IN,TB,NO ARM,LSOH3C,ORG,1KM","CBL,24F,LSYS,MM,OM1,IN,TB,NO ARM,LSOH3C,ORG,1KM","szt.",0.0,"SIEMON",null,null,null,8137.2]
["9F6B2-24L1.00","CBL,24F,LSYS,MM,OM1,IN,TB,NO ARM,OFNP,ORG,1KM","CBL,24F,LSYS,MM,OM1,IN,TB,NO ARM,OFNP,ORG,1KM","szt.",0.0,"SIEMON",null,null,null,9690.12]
["9F6B1-24L1.00","CBL,24F,LSYS,MM,OM1,IN,TB,NO ARM,OFNR,ORG,1KM","CBL,24F,LSYS,MM,OM1,IN,TB,NO ARM,OFNR,ORG,1KM","szt.",0.0,"SIEMON",null,null,null,8033.3]
["9F6E4-24B1.00","CBL,24F,LSYS,MM,OM1,OSP,LT,GEL,ARM,MDPE,BLK,1KM","CBL,24F,LSYS,MM,OM1,OSP,LT,GEL,ARM,MDPE,BLK,1KM","szt.",0.0,"SIEMON",null,null,null,7417.8]
["9F6D4-24B1.00","CBL,24F,LSYS,MM,OM1,OSP,LT,GEL,NO ARM,MDPE,BLK,1KM","CBL,24F,LSYS,MM,OM1,OSP,LT,GEL,NO ARM,MDPE,BLK,1KM","szt.",0.0,"SIEMON",null,null,null,7271.88]
["9GG5L024D-T306M","CBL,24F,XGLO,MM,OM3,I/O,LT,GEL,NO ARM,LSOH1,BLU,MT","CBL,24F,XGLO,MM,OM3,I/O,LT,GEL,NO ARM,LSOH1,BLU,MT","m",0.0,"SIEMON",null,null,null,10.02]
["9GG5H024D-T3011","CBL,24F,XGLO,MM,OM3,I/O,LT,GEL,NO ARM,LSOH3C,BLK,1","CBL,24F,XGLO,MM,OM3,I/O,LT,GEL,NO ARM,LSOH3C,BLK,1000M","szt.",0.0,"SIEMON",null,null,null,11722.8]
["9GG5H024D-T3015","CBL,24F,XGLO,MM,OM3,I/O,LT,GEL,NO ARM,LSOH3C,BLK,5","CBL,24F,XGLO,MM,OM3,I/O,LT,GEL,NO ARM,LSOH3C,BLK,500M","szt.",0.0,"SIEMON",null,null,null,5861.4]
["9GG5H024D-T301M","CBL,24F,XGLO,MM,OM3,I/O,LT,GEL,NO ARM,LSOH3C,BLK,M","CBL,24F,XGLO,MM,OM3,I/O,LT,GEL,NO ARM,LSOH3C,BLK,MT","m",0.0,"SIEMON",null,null,null,11.72]
["9GD5L024L-T306M","CBL,24F,XGLO,MM,OM3,I/O,TB,DWB,NO ARM,LSOH1,BLU,MT","CBL,24F,XGLO,MM,OM3,I/O,TB,DWB,NO ARM,LSOH1,BLU,MT","m",0.0,"SIEMON",null,null,null,8.42]
["9GD5H024L-T301M","CBL,24F,XGLO,MM,OM3,I/O,TB,DWB,NO ARM,LSOH3C,BLK,M","CBL,24F,XGLO,MM,OM3,I/O,TB,DWB,NO ARM,LSOH3C,BLK,MT","m",0.0,"SIEMON",null,null,null,10.28]
["9GD5D024L-T306M","CBL,24F,XGLO,MM,OM3,I/O,TB,DWB,NO ARM,LSOH3C,BLU,M","CBL,24F,XGLO,MM,OM3,I/O,TB,DWB,NO ARM,LSOH3C,BLU,MT","m",0.0,"SIEMON",null,null,null,11.2]
["9GD5B2024LT306M","CBL,24F,XGLO,MM,OM3,I/O,TB,DWB,NO ARM,LSOHFR,BLU,M","CBL,24F,XGLO,MM,OM3,I/O,TB,DWB,NO ARM,LSOHFR,BLU,MT","m",0.0,"SIEMON",null,null,null,13.08]
["9GD5C024L-T306M","CBL,24F,XGLO,MM,OM3,I/O,TB,DWB,NO ARM,LSOHFR,BLU,M","CBL,24F,XGLO,MM,OM3,I/O,TB,DWB,NO ARM,LSOHFR,BLU,MT","m",0.0,"SIEMON",null,null,null,11.7]
["9F5LB3-24L1.00","CBL,24F,XGLO,MM,OM3,IN,TB,NO ARM,LSOH3C,AQA,1KM","CBL,24F,XGLO,MM,OM3,IN,TB,NO ARM,LSOH3C,AQA,1KM","szt.",0.0,"SIEMON",null,null,null,10310.62]
["9F5LB2-24L1.00","CBL,24F,XGLO,MM,OM3,IN,TB,NO ARM,OFNP,AQA,1KM","CBL,24F,XGLO,MM,OM3,IN,TB,NO ARM,OFNP,AQA,1KM","szt.",0.0,"SIEMON",null,null,null,12030.7]
["9F5LE4-24B1.00","CBL,24F,XGLO,MM,OM3,OSP,LT,GEL,ARM,MDPE,BLK,1KM","CBL,24F,XGLO,MM,OM3,OSP,LT,GEL,ARM,MDPE,BLK,1KM","szt.",0.0,"SIEMON",null,null,null,13665.14]
["9F5LD4-24B1.00","CBL,24F,XGLO,MM,OM3,OSP,LT,GEL,NO ARM,MDPE,BLK,1KM","CBL,24F,XGLO,MM,OM3,OSP,LT,GEL,NO ARM,MDPE,BLK,1KM","szt.",0.0,"SIEMON",null,null,null,13519.0]
["9GG5L024D-T506M","CBL,24F,XGLO,MM,OM4,I/O,LT,GEL,NO ARM,LSOH1,BLU,MT","CBL,24F,XGLO,MM,OM4,I/O,LT,GEL,NO ARM,LSOH1,BLU,MT","m",0.0,"SIEMON",null,null,null,12.54]
["9GG5H024D-T501M","CBL,24F,XGLO,MM,OM4,I/O,LT,GEL,NO ARM,LSOH3C,BLK,M","CBL,24F,XGLO,MM,OM4,I/O,LT,GEL,NO ARM,LSOH3C,BLK,MT","m",0.0,"SIEMON",null,null,null,14.46]
["9GD5L024L-T506M","CBL,24F,XGLO,MM,OM4,I/O,TB,DWB,NO ARM,LSOH1,BLU,MT","CBL,24F,XGLO,MM,OM4,I/O,TB,DWB,NO ARM,LSOH1,BLU,MT","m",0.0,"SIEMON",null,null,null,13.52]
["9GD5H024L-T501M","CBL,24F,XGLO,MM,OM4,I/O,TB,DWB,NO ARM,LSOH3C,BLK,M","CBL,24F,XGLO,MM,OM4,I/O,TB,DWB,NO ARM,LSOH3C,BLK,MT","m",0.0,"SIEMON",null,null,null,21.88]
["9GD5D024L-T506M","CBL,24F,XGLO,MM,OM4,I/O,TB,DWB,NO ARM,LSOH3C,BLU,M","CBL,24F,XGLO,MM,OM4,I/O,TB,DWB,NO ARM,LSOH3C,BLU,MT","m",0.0,"SIEMON",null,null,null,17.96]
["9GD5D024L-T516M","CBL,24F,XGLO,MM,OM4,I/O,TB,DWB,NO ARM,LSOH3C,EV,MT","CBL,24F,XGLO,MM,OM4,I/O,TB,DWB,NO ARM,LSOH3C,EV,MT","m",0.0,"SIEMON",null,null,null,17.96]
["9GD5B2024LT506M","CBL,24F,XGLO,MM,OM4,I/O,TB,DWB,NO ARM,LSOHFR,BLU,M","CBL,24F,XGLO,MM,OM4,I/O,TB,DWB,NO ARM,LSOHFR,BLU,MT","m",0.0,"SIEMON",null,null,null,20.36]
["9GD5C024L-T506M","CBL,24F,XGLO,MM,OM4,I/O,TB,DWB,NO ARM,LSOHFR,BLU,M","CBL,24F,XGLO,MM,OM4,I/O,TB,DWB,NO ARM,LSOHFR,BLU,MT","m",0.0,"SIEMON",null,null,null,18.76]
["9F5VB3-24L1.00","CBL,24F,XGLO,MM,OM4,IN,TB,NO ARM,LSOH3C,AQA,1KM","CBL,24F,XGLO,MM,OM4,IN,TB,NO ARM,LSOH3C,AQA,1KM","szt.",0.0,"SIEMON",null,null,null,16084.54]
["9F5VB2-24L1.00","CBL,24F,XGLO,MM,OM4,IN,TB,NO ARM,OFNP,AQA,1KM","CBL,24F,XGLO,MM,OM4,IN,TB,NO ARM,OFNP,AQA,1KM","szt.",0.0,"SIEMON",null,null,null,18948.38]
["9F5VE4-24B1.00","CBL,24F,XGLO,MM,OM4,OSP,LT,GEL,ARM,MDPE,BLK,1KM","CBL,24F,XGLO,MM,OM4,OSP,LT,GEL,ARM,MDPE,BLK,1KM","szt.",0.0,"SIEMON",null,null,null,14740.76]
["9F5VD4-24B1.00","CBL,24F,XGLO,MM,OM4,OSP,LT,GEL,NO ARM,MDPE,BLK,1KM","CBL,24F,XGLO,MM,OM4,OSP,LT,GEL,NO ARM,MDPE,BLK,1KM","szt.",0.0,"SIEMON",null,null,null,14554.5]
["9GG8L024D-E206M","CBL,24F,XGLO,SM,OS1/OS2,I/O,LT,GEL,NO ARM,LSOH1,BL","CBL,24F,XGLO,SM,OS1/OS2,I/O,LT,GEL,NO ARM,LSOH1,BLU,MT","m",0.0,"SIEMON",null,null,null,3.78]
["9GG8H024D-E201M","CBL,24F,XGLO,SM,OS1/OS2,I/O,LT,GEL,NO ARM,LSOH3C,B","CBL,24F,XGLO,SM,OS1/OS2,I/O,LT,GEL,NO ARM,LSOH3C,BLK,MT","m",0.0,"SIEMON",null,null,null,4.12]
["9GG8C024L-E206M","CBL,24F,XGLO,SM,OS1/OS2,I/O,LT,GEL,NO ARM,LSOHFR,B","CBL,24F,XGLO,SM,OS1/OS2,I/O,LT,GEL,NO ARM,LSOHFR,BLU,MT","m",0.0,"SIEMON",null,null,null,5.5]
["9GD8L024L-E206M","CBL,24F,XGLO,SM,OS1/OS2,I/O,TB,DWB,NO ARM,LSOH1,BL","CBL,24F,XGLO,SM,OS1/OS2,I/O,TB,DWB,NO ARM,LSOH1,BLU,MT","m",0.0,"SIEMON",null,null,null,3.94]
["9GD8D024L-E206M","CBL,24F,XGLO,SM,OS1/OS2,I/O,TB,DWB,NO ARM,LSOH3C,B","CBL,24F,XGLO,SM,OS1/OS2,I/O,TB,DWB,NO ARM,LSOH3C,BLU,MT","m",0.0,"SIEMON",null,null,null,4.3]
["9GD8H024L-E201M","CBL,24F,XGLO,SM,OS1/OS2,I/O,TB,DWB,NO ARM,LSOH3C,B","CBL,24F,XGLO,SM,OS1/OS2,I/O,TB,DWB,NO ARM,LSOH3C,BLK,MT","m",0.0,"SIEMON",null,null,null,4.62]
["9GD8B2024LE206M","CBL,24F,XGLO,SM,OS1/OS2,I/O,TB,DWB,NO ARM,LSOHFR,B","CBL,24F,XGLO,SM,OS1/OS2,I/O,TB,DWB,NO ARM,LSOHFR,BLU,MT","m",0.0,"SIEMON",null,null,null,5.38]
["9GD8C024L-E206M","CBL,24F,XGLO,SM,OS1/OS2,I/O,TB,DWB,NO ARM,LSOHFR,B","CBL,24F,XGLO,SM,OS1/OS2,I/O,TB,DWB,NO ARM,LSOHFR,BLU,MT","m",0.0,"SIEMON",null,null,null,4.98]
["9F8LB3-24L1.00","CBL,24F,XGLO,SM,OS1/OS2,IN,TB,NO ARM,LSOH3C,YEL,1K","CBL,24F,XGLO,SM,OS1/OS2,IN,TB,NO ARM,LSOH3C,YEL,1KM","szt.",0.0,"SIEMON",null,null,null,3618.26]
["9F8LB2-24L1.00","CBL,24F,XGLO,SM,OS1/OS2,IN,TB,NO ARM,OFNP,YEL,1KM","CBL,24F,XGLO,SM,OS1/OS2,IN,TB,NO ARM,OFNP,YEL,1KM","szt.",0.0,"SIEMON",null,null,null,4823.56]
["9F8LE4-24B1.10","CBL,24F,XGLO,SM,OS1/OS2,OSP,LT,GEL,ARM,MDPE,BLK,1.","CBL,24F,XGLO,SM,OS1/OS2,OSP,LT,GEL,ARM,MDPE,BLK,1.1KM","szt.",0.0,"SIEMON",null,null,null,3815.34]
["9F8LE4-24B1.00","CBL,24F,XGLO,SM,OS1/OS2,OSP,LT,GEL,ARM,MDPE,BLK,1K","CBL,24F,XGLO,SM,OS1/OS2,OSP,LT,GEL,ARM,MDPE,BLK,1KM","szt.",0.0,"SIEMON",null,null,null,3468.5]
["9F8LD4-24B1.00","CBL,24F,XGLO,SM,OS1/OS2,OSP,LT,GEL,NO ARM,MDPE,BLK","CBL,24F,XGLO,SM,OS1/OS2,OSP,LT,GEL,NO ARM,MDPE,BLK,1KM","szt.",0.0,"SIEMON",null,null,null,3280.22]
["9GG6L002B-G106M","CBL,2F,LSYS,MM,OM1,I/O,LT,GEL,NO ARM,LSOH1,BLU,MT","CBL,2F,LSYS,MM,OM1,I/O,LT,GEL,NO ARM,LSOH1,BLU,MT","m",0.0,"SIEMON",null,null,null,1.48]
["9GG6H002B-G101M","CBL,2F,LSYS,MM,OM1,I/O,LT,GEL,NO ARM,LSOH3C,BLK,MT","CBL,2F,LSYS,MM,OM1,I/O,LT,GEL,NO ARM,LSOH3C,BLK,MT","m",0.0,"SIEMON",null,null,null,1.58]
["9GG6D002B-G106M","CBL,2F,LSYS,MM,OM1,I/O,LT,GEL,NO ARM,LSOH3C,BLU,MT","CBL,2F,LSYS,MM,OM1,I/O,LT,GEL,NO ARM,LSOH3C,BLU,MT","m",0.0,"SIEMON",null,null,null,2.36]
["9GG6C002B-G106M","CBL,2F,LSYS,MM,OM1,I/O,LT,GEL,NO ARM,LSOHFR,BLU,MT","CBL,2F,LSYS,MM,OM1,I/O,LT,GEL,NO ARM,LSOHFR,BLU,MT","m",0.0,"SIEMON",null,null,null,4.3]
["9GD6L002B-G106M","CBL,2F,LSYS,MM,OM1,I/O,TB,DWB,NO ARM,LSOH1,BLU,MT","CBL,2F,LSYS,MM,OM1,I/O,TB,DWB,NO ARM,LSOH1,BLU,MT","m",0.0,"SIEMON",null,null,null,0.88]
["9GD6B2002BG106M","CBL,2F,LSYS,MM,OM1,I/O,TB,DWB,NO ARM,LSOHFR,BLU,MT","CBL,2F,LSYS,MM,OM1,I/O,TB,DWB,NO ARM,LSOHFR,BLU,MT","m",0.0,"SIEMON",null,null,null,2.04]
["9GD6C002B-G106M","CBL,2F,LSYS,MM,OM1,I/O,TB,DWB,NO ARM,LSOHFR,BLU,MT","CBL,2F,LSYS,MM,OM1,I/O,TB,DWB,NO ARM,LSOHFR,BLU,MT","m",0.0,"SIEMON",null,null,null,1.76]
["9F6B3-2F1.00","CBL,2F,LSYS,MM,OM1,IN,TB,NO ARM,LSOH3C,ORG,1KM","CBL,2F,LSYS,MM,OM1,IN,TB,NO ARM,LSOH3C,ORG,1KM","szt.",0.0,"SIEMON",null,null,null,1366.62]
["9F6B2-2F1.00","CBL,2F,LSYS,MM,OM1,IN,TB,NO ARM,OFNP,ORG,1KM","CBL,2F,LSYS,MM,OM1,IN,TB,NO ARM,OFNP,ORG,1KM","szt.",0.0,"SIEMON",null,null,null,1392.68]
["9F6B1-2F1.00","CBL,2F,LSYS,MM,OM1,IN,TB,NO ARM,OFNR,ORG,1KM","CBL,2F,LSYS,MM,OM1,IN,TB,NO ARM,OFNR,ORG,1KM","szt.",0.0,"SIEMON",null,null,null,1135.18]
["9F6E4-2F1.00","CBL,2F,LSYS,MM,OM1,OSP,LT,GEL,ARM,MDPE,BLK,1KM","CBL,2F,LSYS,MM,OM1,OSP,LT,GEL,ARM,MDPE,BLK,1KM","szt.",0.0,"SIEMON",null,null,null,2040.88]
["9F6D4-2F1.00","CBL,2F,LSYS,MM,OM1,OSP,LT,GEL,NO ARM,MDPE,BLK,1KM","CBL,2F,LSYS,MM,OM1,OSP,LT,GEL,NO ARM,MDPE,BLK,1KM","szt.",0.0,"SIEMON",null,null,null,1715.22]
["9GG5L002B-T306M","CBL,2F,XGLO,MM,OM3,I/O,LT,GEL,NO ARM,LSOH1,BLU,MT","CBL,2F,XGLO,MM,OM3,I/O,LT,GEL,NO ARM,LSOH1,BLU,MT","m",0.0,"SIEMON",null,null,null,1.62]
["9GG5H002B-T301M","CBL,2F,XGLO,MM,OM3,I/O,LT,GEL,NO ARM,LSOH3C,BLK,MT","CBL,2F,XGLO,MM,OM3,I/O,LT,GEL,NO ARM,LSOH3C,BLK,MT","m",0.0,"SIEMON",null,null,null,1.86]
["9GG5D002B-T306M","CBL,2F,XGLO,MM,OM3,I/O,LT,GEL,NO ARM,LSOH3C,BLU,MT","CBL,2F,XGLO,MM,OM3,I/O,LT,GEL,NO ARM,LSOH3C,BLU,MT","m",0.0,"SIEMON",null,null,null,2.58]
["9GD5L002B-T306M","CBL,2F,XGLO,MM,OM3,I/O,TB,DWB,NO ARM,LSOH1,BLU,MT","CBL,2F,XGLO,MM,OM3,I/O,TB,DWB,NO ARM,LSOH1,BLU,MT","m",0.0,"SIEMON",null,null,null,1.16]
["9GD5B2002BT306M","CBL,2F,XGLO,MM,OM3,I/O,TB,DWB,NO ARM,LSOHFR,BLU,MT","CBL,2F,XGLO,MM,OM3,I/O,TB,DWB,NO ARM,LSOHFR,BLU,MT","m",0.0,"SIEMON",null,null,null,2.36]
["9GD5C002B-T306M","CBL,2F,XGLO,MM,OM3,I/O,TB,DWB,NO ARM,LSOHFR,BLU,MT","CBL,2F,XGLO,MM,OM3,I/O,TB,DWB,NO ARM,LSOHFR,BLU,MT","m",0.0,"SIEMON",null,null,null,1.8]
["9F5LB3-2F1.00","CBL,2F,XGLO,MM,OM3,IN,TB,NO ARM,LSOH3C,AQA,1KM","CBL,2F,XGLO,MM,OM3,IN,TB,NO ARM,LSOH3C,AQA,1KM","szt.",0.0,"SIEMON",null,null,null,1860.76]
["9F5LB2-2F1.00","CBL,2F,XGLO,MM,OM3,IN,TB,NO ARM,OFNP,AQA,1KM","CBL,2F,XGLO,MM,OM3,IN,TB,NO ARM,OFNP,AQA,1KM","szt.",0.0,"SIEMON",null,null,null,1887.7]
["9F5LB1-2F1.00","CBL,2F,XGLO,MM,OM3,IN,TB,NO ARM,OFNR,AQA,1KM","CBL,2F,XGLO,MM,OM3,IN,TB,NO ARM,OFNR,AQA,1KM","szt.",0.0,"SIEMON",null,null,null,1621.34]
["9F5LE4-2F1.00","CBL,2F,XGLO,MM,OM3,OSP,LT,GEL,ARM,MDPE,BLK,1KM","CBL,2F,XGLO,MM,OM3,OSP,LT,GEL,ARM,MDPE,BLK,1KM","szt.",0.0,"SIEMON",null,null,null,2656.06]
["9F5LD4-2F1.00","CBL,2F,XGLO,MM,OM3,OSP,LT,GEL,NO ARM,MDPE,BLK,1KM","CBL,2F,XGLO,MM,OM3,OSP,LT,GEL,NO ARM,MDPE,BLK,1KM","szt.",0.0,"SIEMON",null,null,null,2329.46]
["9GG5L002B-T506M","CBL,2F,XGLO,MM,OM4,I/O,LT,GEL,NO ARM,LSOH1,BLU,MT","CBL,2F,XGLO,MM,OM4,I/O,LT,GEL,NO ARM,LSOH1,BLU,MT","m",0.0,"SIEMON",null,null,null,2.1]
["9GG5H002B-T501M","CBL,2F,XGLO,MM,OM4,I/O,LT,GEL,NO ARM,LSOH3C,BLK,MT","CBL,2F,XGLO,MM,OM4,I/O,LT,GEL,NO ARM,LSOH3C,BLK,MT","m",0.0,"SIEMON",null,null,null,2.12]
["9GG5D002B-T506M","CBL,2F,XGLO,MM,OM4,I/O,LT,GEL,NO ARM,LSOH3C,BLU,MT","CBL,2F,XGLO,MM,OM4,I/O,LT,GEL,NO ARM,LSOH3C,BLU,MT","m",0.0,"SIEMON",null,null,null,3.08]
["9GG5D002B-T516M","CBL,2F,XGLO,MM,OM4,I/O,LT,GEL,NO ARM,LSOH3C,EV,MT","CBL,2F,XGLO,MM,OM4,I/O,LT,GEL,NO ARM,LSOH3C,EV,MT","m",0.0,"SIEMON",null,null,null,3.08]
["9GD5L002B-T506M","CBL,2F,XGLO,MM,OM4,I/O,TB,DWB,NO ARM,LSOH1,BLU,MT","CBL,2F,XGLO,MM,OM4,I/O,TB,DWB,NO ARM,LSOH1,BLU,MT","m",0.0,"SIEMON",null,null,null,1.64]
["9GD5B2002BT506M","CBL,2F,XGLO,MM,OM4,I/O,TB,DWB,NO ARM,LSOHFR,BLU,MT","CBL,2F,XGLO,MM,OM4,I/O,TB,DWB,NO ARM,LSOHFR,BLU,MT","m",0.0,"SIEMON",null,null,null,3.08]
["9GD5C002B-T506M","CBL,2F,XGLO,MM,OM4,I/O,TB,DWB,NO ARM,LSOHFR,BLU,MT","CBL,2F,XGLO,MM,OM4,I/O,TB,DWB,NO ARM,LSOHFR,BLU,MT","m",0.0,"SIEMON",null,null,null,2.5]
["9F5VB3-2F1.00","CBL,2F,XGLO,MM,OM4,IN,TB,NO ARM,LSOH3C,AQA,1KM","CBL,2F,XGLO,MM,OM4,IN,TB,NO ARM,LSOH3C,AQA,1KM","szt.",0.0,"SIEMON",null,null,null,1702.66]
["9F5VB2-2F1.00","CBL,2F,XGLO,MM,OM4,IN,TB,NO ARM,OFNP,AQA,1KM","CBL,2F,XGLO,MM,OM4,IN,TB,NO ARM,OFNP,AQA,1KM","szt.",0.0,"SIEMON",null,null,null,2008.84]
["9F5VB1-2F1.00","CBL,2F,XGLO,MM,OM4,IN,TB,NO ARM,OFNR,AQA,1KM","CBL,2F,XGLO,MM,OM4,IN,TB,NO ARM,OFNR,AQA,1KM","szt.",0.0,"SIEMON",null,null,null,1665.48]
["9F5VE4-2F1.00","CBL,2F,XGLO,MM,OM4,OSP,LT,GEL,ARM,MDPE,BLK,1KM","CBL,2F,XGLO,MM,OM4,OSP,LT,GEL,ARM,MDPE,BLK,1KM","szt.",0.0,"SIEMON",null,null,null,2664.46]
["9F5VD4-2F1.00","CBL,2F,XGLO,MM,OM4,OSP,LT,GEL,NO ARM,MDPE,BLK,1KM","CBL,2F,XGLO,MM,OM4,OSP,LT,GEL,NO ARM,MDPE,BLK,1KM","szt.",0.0,"SIEMON",null,null,null,2293.14]
["9GD8B2002BE206M","CBL,2F,XGLO,SM,OS1/2,I/O,TB,DWB,NO ARM,LSOHFR,BLU,","CBL,2F,XGLO,SM,OS1/2,I/O,TB,DWB,NO ARM,LSOHFR,BLU,MT","m",0.0,"SIEMON",null,null,null,1.48]
["9GD8C002B-E206M","CBL,2F,XGLO,SM,OS1/2,I/O,TB,DWB,NO ARM,LSOHFR,BLU,","CBL,2F,XGLO,SM,OS1/2,I/O,TB,DWB,NO ARM,LSOHFR,BLU,MT","m",0.0,"SIEMON",null,null,null,1.24]
["9GG8L002B-E206M","CBL,2F,XGLO,SM,OS1/OS2,I/O,LT,GEL,NO ARM,LSOH1,BLU","CBL,2F,XGLO,SM,OS1/OS2,I/O,LT,GEL,NO ARM,LSOH1,BLU,MT","m",0.0,"SIEMON",null,null,null,1.3]
["9GG8D002B-E206M","CBL,2F,XGLO,SM,OS1/OS2,I/O,LT,GEL,NO ARM,LSOH3C,BL","CBL,2F,XGLO,SM,OS1/OS2,I/O,LT,GEL,NO ARM,LSOH3C,BLU,MT","m",0.0,"SIEMON",null,null,null,1.66]
["9GG8H002B-E201M","CBL,2F,XGLO,SM,OS1/OS2,I/O,LT,GEL,NO ARM,LSOH3C,BL","CBL,2F,XGLO,SM,OS1/OS2,I/O,LT,GEL,NO ARM,LSOH3C,BLK,MT","m",0.0,"SIEMON",null,null,null,1.54]
["9GG8C002B-E206M","CBL,2F,XGLO,SM,OS1/OS2,I/O,LT,GEL,NO ARM,LSOHFR,BL","CBL,2F,XGLO,SM,OS1/OS2,I/O,LT,GEL,NO ARM,LSOHFR,BLU,MT","m",0.0,"SIEMON",null,null,null,3.88]
["9GD8L002B-E206M","CBL,2F,XGLO,SM,OS1/OS2,I/O,TB,DWB,NO ARM,LSOH1,BLU","CBL,2F,XGLO,SM,OS1/OS2,I/O,TB,DWB,NO ARM,LSOH1,BLU,MT","m",0.0,"SIEMON",null,null,null,0.86]
["9F8LB3-2F1.00","CBL,2F,XGLO,SM,OS1/OS2,IN,TB,NO ARM,LSOH3C,YEL,1KM","CBL,2F,XGLO,SM,OS1/OS2,IN,TB,NO ARM,LSOH3C,YEL,1KM","szt.",0.0,"SIEMON",null,null,null,1180.24]
["9F8LB2-2F1.00","CBL,2F,XGLO,SM,OS1/OS2,IN,TB,NO ARM,OFNP,YEL,1KM","CBL,2F,XGLO,SM,OS1/OS2,IN,TB,NO ARM,OFNP,YEL,1KM","szt.",0.0,"SIEMON",null,null,null,1211.5]
["9F8LB1-2F1.00","CBL,2F,XGLO,SM,OS1/OS2,IN,TB,NO ARM,OFNR,YEL,1KM","CBL,2F,XGLO,SM,OS1/OS2,IN,TB,NO ARM,OFNR,YEL,1KM","szt.",0.0,"SIEMON",null,null,null,902.5]
["9F8LE4-2F1.00","CBL,2F,XGLO,SM,OS1/OS2,OSP,LT,GEL,ARM,MDPE,BLK,1KM","CBL,2F,XGLO,SM,OS1/OS2,OSP,LT,GEL,ARM,MDPE,BLK,1KM","szt.",0.0,"SIEMON",null,null,null,2030.34]
["9F8LD4-2F1.00","CBL,2F,XGLO,SM,OS1/OS2,OSP,LT,GEL,NO ARM,MDPE,BLK,","CBL,2F,XGLO,SM,OS1/OS2,OSP,LT,GEL,NO ARM,MDPE,BLK,1KM","szt.",0.0,"SIEMON",null,null,null,1611.68]
["9GG6L036G-G106M","CBL,36F,LSYS,MM,OM1,I/O,LT,GEL,NO ARM,LSOH1,BLU,MT","CBL,36F,LSYS,MM,OM1,I/O,LT,GEL,NO ARM,LSOH1,BLU,MT","m",0.0,"SIEMON",null,null,null,9.4]
["9GG6H036G-G101M","CBL,36F,LSYS,MM,OM1,I/O,LT,GEL,NO ARM,LSOH3C,BLK,M","CBL,36F,LSYS,MM,OM1,I/O,LT,GEL,NO ARM,LSOH3C,BLK,MT","m",0.0,"SIEMON",null,null,null,13.22]
["9GG6C036G-G106M","CBL,36F,LSYS,MM,OM1,I/O,LT,GEL,NO ARM,LSOHFR,BLU,M","CBL,36F,LSYS,MM,OM1,I/O,LT,GEL,NO ARM,LSOHFR,BLU,MT","m",0.0,"SIEMON",null,null,null,15.5]
["9F6B3-36B1.00","CBL,36F,LSYS,MM,OM1,IN,TB,NO ARM,LSOH3C,ORG,1KM","CBL,36F,LSYS,MM,OM1,IN,TB,NO ARM,LSOH3C,ORG,1KM","szt.",0.0,"SIEMON",null,null,null,18998.54]
["9F6B2-36B1.00","CBL,36F,LSYS,MM,OM1,IN,TB,NO ARM,OFNP,ORG,1KM","CBL,36F,LSYS,MM,OM1,IN,TB,NO ARM,OFNP,ORG,1KM","szt.",0.0,"SIEMON",null,null,null,21421.5]
["9F6B1-36B1.00","CBL,36F,LSYS,MM,OM1,IN,TB,NO ARM,OFNR,ORG,1KM","CBL,36F,LSYS,MM,OM1,IN,TB,NO ARM,OFNR,ORG,1KM","szt.",0.0,"SIEMON",null,null,null,15992.36]
["9F6E4-36D1.00","CBL,36F,LSYS,MM,OM1,OSP,LT,GEL,ARM,MDPE,BLK,1KM","CBL,36F,LSYS,MM,OM1,OSP,LT,GEL,ARM,MDPE,BLK,1KM","szt.",0.0,"SIEMON",null,null,null,11013.74]
["9F6D4-36D1.00","CBL,36F,LSYS,MM,OM1,OSP,LT,GEL,NO ARM,MDPE,BLK,1KM","CBL,36F,LSYS,MM,OM1,OSP,LT,GEL,NO ARM,MDPE,BLK,1KM","szt.",0.0,"SIEMON",null,null,null,10602.24]
["9GG5L036G-T306M","CBL,36F,XGLO,MM,OM3,I/O,LT,GEL,NO ARM,LSOH1,BLU,MT","CBL,36F,XGLO,MM,OM3,I/O,LT,GEL,NO ARM,LSOH1,BLU,MT","m",0.0,"SIEMON",null,null,null,13.2]
["9GG5H036G-T301M","CBL,36F,XGLO,MM,OM3,I/O,LT,GEL,NO ARM,LSOH3C,BLK,M","CBL,36F,XGLO,MM,OM3,I/O,LT,GEL,NO ARM,LSOH3C,BLK,MT","m",0.0,"SIEMON",null,null,null,18.82]
["9F5LB3-36B1.00","CBL,36F,XGLO,MM,OM3,IN,TB,NO ARM,LSOH3C,AQA,1KM","CBL,36F,XGLO,MM,OM3,IN,TB,NO ARM,LSOH3C,AQA,1KM","szt.",0.0,"SIEMON",null,null,null,23168.42]
["9F5LB2-36B1.00","CBL,36F,XGLO,MM,OM3,IN,TB,NO ARM,OFNP,AQA,1KM","CBL,36F,XGLO,MM,OM3,IN,TB,NO ARM,OFNP,AQA,1KM","szt.",0.0,"SIEMON",null,null,null,25070.12]
["9F5LB1-36B1.00","CBL,36F,XGLO,MM,OM3,IN,TB,NO ARM,OFNR,AQA,1KM","CBL,36F,XGLO,MM,OM3,IN,TB,NO ARM,OFNR,AQA,1KM","szt.",0.0,"SIEMON",null,null,null,19641.02]
["9F5LE4-36D1.00","CBL,36F,XGLO,MM,OM3,OSP,LT,GEL,ARM,MDPE,BLK,1KM","CBL,36F,XGLO,MM,OM3,OSP,LT,GEL,ARM,MDPE,BLK,1KM","szt.",0.0,"SIEMON",null,null,null,16053.1]
["9F5LD4-36D1.00","CBL,36F,XGLO,MM,OM3,OSP,LT,GEL,NO ARM,MDPE,BLK,1KM","CBL,36F,XGLO,MM,OM3,OSP,LT,GEL,NO ARM,MDPE,BLK,1KM","szt.",0.0,"SIEMON",null,null,null,13501.2]
["9GG5L036G-T506M","CBL,36F,XGLO,MM,OM4,I/O,LT,GEL,NO ARM,LSOH1,BLU,MT","CBL,36F,XGLO,MM,OM4,I/O,LT,GEL,NO ARM,LSOH1,BLU,MT","m",0.0,"SIEMON",null,null,null,18.6]
["9GG5H036G-T501M","CBL,36F,XGLO,MM,OM4,I/O,LT,GEL,NO ARM,LSOH3C,BLK,M","CBL,36F,XGLO,MM,OM4,I/O,LT,GEL,NO ARM,LSOH3C,BLK,MT","m",0.0,"SIEMON",null,null,null,21.02]
["9GD6D012G-G106M","CBL,36F,XGLO,MM,OM4,IN,TB,INT ARM,OFCP,EV,FT","CBL,36F,XGLO,MM,OM4,IN,TB,INT ARM,OFCP,EV,FT","m",0.0,"SIEMON",null,null,null,4.68]
["9F5VB3-36B1.00","CBL,36F,XGLO,MM,OM4,IN,TB,NO ARM,LSOH3C,AQA,1KM","CBL,36F,XGLO,MM,OM4,IN,TB,NO ARM,LSOH3C,AQA,1KM","szt.",0.0,"SIEMON",null,null,null,30262.4]
["9F5VB2-36B1.00","CBL,36F,XGLO,MM,OM4,IN,TB,NO ARM,OFNP,AQA,1KM","CBL,36F,XGLO,MM,OM4,IN,TB,NO ARM,OFNP,AQA,1KM","szt.",0.0,"SIEMON",null,null,null,35687.86]
["9F5VB1-36B1.00","CBL,36F,XGLO,MM,OM4,IN,TB,NO ARM,OFNR,AQA,1KM","CBL,36F,XGLO,MM,OM4,IN,TB,NO ARM,OFNR,AQA,1KM","szt.",0.0,"SIEMON",null,null,null,29621.82]
["9F5VE4-36D1.00","CBL,36F,XGLO,MM,OM4,OSP,LT,GEL,ARM,MDPE,BLK,1KM","CBL,36F,XGLO,MM,OM4,OSP,LT,GEL,ARM,MDPE,BLK,1KM","szt.",0.0,"SIEMON",null,null,null,23739.04]
["9F5VD4-36D1.00","CBL,36F,XGLO,MM,OM4,OSP,LT,GEL,NO ARM,MDPE,BLK,1KM","CBL,36F,XGLO,MM,OM4,OSP,LT,GEL,NO ARM,MDPE,BLK,1KM","szt.",0.0,"SIEMON",null,null,null,23368.02]
["9GG8L036G-E206M","CBL,36F,XGLO,SM,OS1/OS2,I/O,LT,GEL,NO ARM,LSOH1,BL","CBL,36F,XGLO,SM,OS1/OS2,I/O,LT,GEL,NO ARM,LSOH1,BLU,MT","m",0.0,"SIEMON",null,null,null,4.14]
["9GG8H036G-E201M","CBL,36F,XGLO,SM,OS1/OS2,I/O,LT,GEL,NO ARM,LSOH3C,B","CBL,36F,XGLO,SM,OS1/OS2,I/O,LT,GEL,NO ARM,LSOH3C,BLK,MT","m",0.0,"SIEMON",null,null,null,6.4]
["9GG8C036G-E206M","CBL,36F,XGLO,SM,OS1/OS2,I/O,LT,GEL,NO ARM,LSOHFR,B","CBL,36F,XGLO,SM,OS1/OS2,I/O,LT,GEL,NO ARM,LSOHFR,BLU,MT","m",0.0,"SIEMON",null,null,null,6.36]
["9F8LB3-36B1.00","CBL,36F,XGLO,SM,OS1/OS2,IN,TB,NO ARM,LSOH3C,YEL,1K","CBL,36F,XGLO,SM,OS1/OS2,IN,TB,NO ARM,LSOH3C,YEL,1KM","szt.",0.0,"SIEMON",null,null,null,11193.46]
["9F8LB2-36B1.00","CBL,36F,XGLO,SM,OS1/OS2,IN,TB,NO ARM,OFNP,YEL,1KM","CBL,36F,XGLO,SM,OS1/OS2,IN,TB,NO ARM,OFNP,YEL,1KM","szt.",0.0,"SIEMON",null,null,null,14591.42]
["9F8LB1-36B1.00","CBL,36F,XGLO,SM,OS1/OS2,IN,TB,NO ARM,OFNR,YEL,1KM","CBL,36F,XGLO,SM,OS1/OS2,IN,TB,NO ARM,OFNR,YEL,1KM","szt.",0.0,"SIEMON",null,null,null,9162.3]
["9F8LE4-36D1.00","CBL,36F,XGLO,SM,OS1/OS2,OSP,LT,GEL,ARM,MDPE,BLK,1K","CBL,36F,XGLO,SM,OS1/OS2,OSP,LT,GEL,ARM,MDPE,BLK,1KM","szt.",0.0,"SIEMON",null,null,null,4521.88]
["9F8LD4-36D1.00","CBL,36F,XGLO,SM,OS1/OS2,OSP,LT,GEL,NO ARM,MDPE,BLK","CBL,36F,XGLO,SM,OS1/OS2,OSP,LT,GEL,NO ARM,MDPE,BLK,1KM","szt.",0.0,"SIEMON",null,null,null,3432.12]
["9GG6L048G-G106M","CBL,48F,LSYS,MM,OM1,I/O,LT,GEL,NO ARM,LSOH1,BLU,MT","CBL,48F,LSYS,MM,OM1,I/O,LT,GEL,NO ARM,LSOH1,BLU,MT","m",0.0,"SIEMON",null,null,null,11.44]
["9GG6H048G-G101M","CBL,48F,LSYS,MM,OM1,I/O,LT,GEL,NO ARM,LSOH3C,BLK,M","CBL,48F,LSYS,MM,OM1,I/O,LT,GEL,NO ARM,LSOH3C,BLK,MT","m",0.0,"SIEMON",null,null,null,16.04]
["9GG6C048G-G106M","CBL,48F,LSYS,MM,OM1,I/O,LT,GEL,NO ARM,LSOHFR,BLU,M","CBL,48F,LSYS,MM,OM1,I/O,LT,GEL,NO ARM,LSOHFR,BLU,MT","m",0.0,"SIEMON",null,null,null,18.34]
["9GD6L048D-G106M","CBL,48F,LSYS,MM,OM1,I/O,TB,DWB,NO ARM,LSOH1,BLU,MT","CBL,48F,LSYS,MM,OM1,I/O,TB,DWB,NO ARM,LSOH1,BLU,MT","m",0.0,"SIEMON",null,null,null,18.06]
["9GD6H048G-G101M","CBL,48F,LSYS,MM,OM1,I/O,TB,DWB,NO ARM,LSOH3C,BLK,M","CBL,48F,LSYS,MM,OM1,I/O,TB,DWB,NO ARM,LSOH3C,BLK,MT","m",0.0,"SIEMON",null,null,null,23.06]
["9F6B3-48D1.00","CBL,48F,LSYS,MM,OM1,IN,TB,NO ARM,LSOH3C,ORG,1KM","CBL,48F,LSYS,MM,OM1,IN,TB,NO ARM,LSOH3C,ORG,1KM","szt.",0.0,"SIEMON",null,null,null,20349.26]
["9F6B2-48D1.00","CBL,48F,LSYS,MM,OM1,IN,TB,NO ARM,OFNP,ORG,1KM","CBL,48F,LSYS,MM,OM1,IN,TB,NO ARM,OFNP,ORG,1KM","szt.",0.0,"SIEMON",null,null,null,20787.08]
["9F6B1-48D1.00","CBL,48F,LSYS,MM,OM1,IN,TB,NO ARM,OFNR,ORG,1KM","CBL,48F,LSYS,MM,OM1,IN,TB,NO ARM,OFNR,ORG,1KM","szt.",0.0,"SIEMON",null,null,null,17002.46]
["9F6E4-48D1.00","CBL,48F,LSYS,MM,OM1,OSP,LT,GEL,ARM,MDPE,BLK,1KM","CBL,48F,LSYS,MM,OM1,OSP,LT,GEL,ARM,MDPE,BLK,1KM","szt.",0.0,"SIEMON",null,null,null,13784.18]
["9F6D4-48D1.00","CBL,48F,LSYS,MM,OM1,OSP,LT,GEL,NO ARM,MDPE,BLK,1KM","CBL,48F,LSYS,MM,OM1,OSP,LT,GEL,NO ARM,MDPE,BLK,1KM","szt.",0.0,"SIEMON",null,null,null,13503.7]
["9GG5L048G-T306M","CBL,48F,XGLO,MM,OM3,I/O,LT,GEL,NO ARM,LSOH1,BLU,MT","CBL,48F,XGLO,MM,OM3,I/O,LT,GEL,NO ARM,LSOH1,BLU,MT","m",0.0,"SIEMON",null,null,null,16.34]
["9GG5H048G-T301M","CBL,48F,XGLO,MM,OM3,I/O,LT,GEL,NO ARM,LSOH3C,BLK,M","CBL,48F,XGLO,MM,OM3,I/O,LT,GEL,NO ARM,LSOH3C,BLK,MT","m",0.0,"SIEMON",null,null,null,24.0]
["9GD5L048D-T306M","CBL,48F,XGLO,MM,OM3,I/O,TB,DWB,NO ARM,LSOH1,BLU,MT","CBL,48F,XGLO,MM,OM3,I/O,TB,DWB,NO ARM,LSOH1,BLU,MT","m",0.0,"SIEMON",null,null,null,24.76]
["9GD5H048G-T301M","CBL,48F,XGLO,MM,OM3,I/O,TB,DWB,NO ARM,LSOH3C,BLK,M","CBL,48F,XGLO,MM,OM3,I/O,TB,DWB,NO ARM,LSOH3C,BLK,MT","m",0.0,"SIEMON",null,null,null,28.74]
["9F5LB3-48D1.00","CBL,48F,XGLO,MM,OM3,IN,TB,NO ARM,LSOH3C,AQA,1KM","CBL,48F,XGLO,MM,OM3,IN,TB,NO ARM,LSOH3C,AQA,1KM","szt.",0.0,"SIEMON",null,null,null,31677.04]
["9F5LB2-48D1.00","CBL,48F,XGLO,MM,OM3,IN,TB,NO ARM,OFNP,AQA,1KM","CBL,48F,XGLO,MM,OM3,IN,TB,NO ARM,OFNP,AQA,1KM","szt.",0.0,"SIEMON",null,null,null,32129.94]
["9F5LB1-48D1.00","CBL,48F,XGLO,MM,OM3,IN,TB,NO ARM,OFNR,AQA,1KM","CBL,48F,XGLO,MM,OM3,IN,TB,NO ARM,OFNR,AQA,1KM","szt.",0.0,"SIEMON",null,null,null,28214.26]
["9F5LE4-48D1.00","CBL,48F,XGLO,MM,OM3,OSP,LT,GEL,ARM,MDPE,BLK,1KM","CBL,48F,XGLO,MM,OM3,OSP,LT,GEL,ARM,MDPE,BLK,1KM","szt.",0.0,"SIEMON",null,null,null,26230.42]
["9F5LD4-48D1.00","CBL,48F,XGLO,MM,OM3,OSP,LT,GEL,NO ARM,MDPE,BLK,1KM","CBL,48F,XGLO,MM,OM3,OSP,LT,GEL,NO ARM,MDPE,BLK,1KM","szt.",0.0,"SIEMON",null,null,null,25965.42]
["9GG5L048G-T506M","CBL,48F,XGLO,MM,OM4,I/O,LT,GEL,NO ARM,LSOH1,BLU,MT","CBL,48F,XGLO,MM,OM4,I/O,LT,GEL,NO ARM,LSOH1,BLU,MT","m",0.0,"SIEMON",null,null,null,23.66]
["9GG5H048G-T501M","CBL,48F,XGLO,MM,OM4,I/O,LT,GEL,NO ARM,LSOH3C,BLK,M","CBL,48F,XGLO,MM,OM4,I/O,LT,GEL,NO ARM,LSOH3C,BLK,MT","m",0.0,"SIEMON",null,null,null,27.7]
["9GD5L048D-T506M","CBL,48F,XGLO,MM,OM4,I/O,TB,DWB,NO ARM,LSOH1,BLU,MT","CBL,48F,XGLO,MM,OM4,I/O,TB,DWB,NO ARM,LSOH1,BLU,MT","m",0.0,"SIEMON",null,null,null,31.46]
["9GD5H048G-T501M","CBL,48F,XGLO,MM,OM4,I/O,TB,DWB,NO ARM,LSOH3C,BLK,M","CBL,48F,XGLO,MM,OM4,I/O,TB,DWB,NO ARM,LSOH3C,BLK,MT","m",0.0,"SIEMON",null,null,null,31.84]
["9F5VB3-48D1.00","CBL,48F,XGLO,MM,OM4,IN,TB,NO ARM,LSOH3C,AQA,1KM","CBL,48F,XGLO,MM,OM4,IN,TB,NO ARM,LSOH3C,AQA,1KM","szt.",0.0,"SIEMON",null,null,null,35538.84]
["9F5VB2-48D1.00","CBL,48F,XGLO,MM,OM4,IN,TB,NO ARM,OFNP,AQA,1KM","CBL,48F,XGLO,MM,OM4,IN,TB,NO ARM,OFNP,AQA,1KM","szt.",0.0,"SIEMON",null,null,null,35806.66]
["9F5VB1-48D1.00","CBL,48F,XGLO,MM,OM4,IN,TB,NO ARM,OFNR,AQA,1KM","CBL,48F,XGLO,MM,OM4,IN,TB,NO ARM,OFNR,AQA,1KM","szt.",0.0,"SIEMON",null,null,null,31170.0]
["9F5VE4-48D1.00","CBL,48F,XGLO,MM,OM4,OSP,LT,GEL,ARM,MDPE,BLK,1KM","CBL,48F,XGLO,MM,OM4,OSP,LT,GEL,ARM,MDPE,BLK,1KM","szt.",0.0,"SIEMON",null,null,null,28269.52]
["9F5VD4-48D1.00","CBL,48F,XGLO,MM,OM4,OSP,LT,GEL,NO ARM,MDPE,BLK,1KM","CBL,48F,XGLO,MM,OM4,OSP,LT,GEL,NO ARM,MDPE,BLK,1KM","szt.",0.0,"SIEMON",null,null,null,27931.62]
["9GG8L048G-E206M","CBL,48F,XGLO,SM,OS1/OS2,I/O,LT,GEL,NO ARM,LSOH1,BL","CBL,48F,XGLO,SM,OS1/OS2,I/O,LT,GEL,NO ARM,LSOH1,BLU,MT","m",0.0,"SIEMON",null,null,null,4.54]
["9GG8H048G-E201M","CBL,48F,XGLO,SM,OS1/OS2,I/O,LT,GEL,NO ARM,LSOH3C,B","CBL,48F,XGLO,SM,OS1/OS2,I/O,LT,GEL,NO ARM,LSOH3C,BLK,MT","m",0.0,"SIEMON",null,null,null,7.44]
["9GG8C048G-E206M","CBL,48F,XGLO,SM,OS1/OS2,I/O,LT,GEL,NO ARM,LSOHFR,B","CBL,48F,XGLO,SM,OS1/OS2,I/O,LT,GEL,NO ARM,LSOHFR,BLU,MT","m",0.0,"SIEMON",null,null,null,6.96]
["9GD8L048D-E206M","CBL,48F,XGLO,SM,OS1/OS2,I/O,TB,DWB,NO ARM,LSOH1,BL","CBL,48F,XGLO,SM,OS1/OS2,I/O,TB,DWB,NO ARM,LSOH1,BLU,MT","m",0.0,"SIEMON",null,null,null,12.12]
["9GD8H048G-E201M","CBL,48F,XGLO,SM,OS1/OS2,I/O,TB,DWB,NO ARM,LSOH3C,B","CBL,48F,XGLO,SM,OS1/OS2,I/O,TB,DWB,NO ARM,LSOH3C,BLK,MT","m",0.0,"SIEMON",null,null,null,13.48]
["9F8LB3-48D1.00","CBL,48F,XGLO,SM,OS1/OS2,IN,TB,NO ARM,LSOH3C,YEL,1K","CBL,48F,XGLO,SM,OS1/OS2,IN,TB,NO ARM,LSOH3C,YEL,1KM","szt.",0.0,"SIEMON",null,null,null,13495.18]
["9F8LB2-48D1.00","CBL,48F,XGLO,SM,OS1/OS2,IN,TB,NO ARM,OFNP,YEL,1KM","CBL,48F,XGLO,SM,OS1/OS2,IN,TB,NO ARM,OFNP,YEL,1KM","szt.",0.0,"SIEMON",null,null,null,14020.6]
["9F8LB1-48D1.00","CBL,48F,XGLO,SM,OS1/OS2,IN,TB,NO ARM,OFNR,YEL,1KM","CBL,48F,XGLO,SM,OS1/OS2,IN,TB,NO ARM,OFNR,YEL,1KM","szt.",0.0,"SIEMON",null,null,null,9478.42]
["9F8LE4-48D1.00","CBL,48F,XGLO,SM,OS1/OS2,OSP,LT,GEL,ARM,MDPE,BLK,1K","CBL,48F,XGLO,SM,OS1/OS2,OSP,LT,GEL,ARM,MDPE,BLK,1KM","szt.",0.0,"SIEMON",null,null,null,5628.98]
["9F8LD4-48D1.00","CBL,48F,XGLO,SM,OS1/OS2,OSP,LT,GEL,NO ARM,MDPE,BLK","CBL,48F,XGLO,SM,OS1/OS2,OSP,LT,GEL,NO ARM,MDPE,BLK,1KM","szt.",0.0,"SIEMON",null,null,null,5251.74]
["9GG6L004C-G106M","CBL,4F,LSYS,MM,OM1,I/O,LT,GEL,NO ARM,LSOH1,BLU,MT","CBL,4F,LSYS,MM,OM1,I/O,LT,GEL,NO ARM,LSOH1,BLU,MT","m",0.0,"SIEMON",null,null,null,1.76]
["9GG6H004C-G101M","CBL,4F,LSYS,MM,OM1,I/O,LT,GEL,NO ARM,LSOH3C,BLK,MT","CBL,4F,LSYS,MM,OM1,I/O,LT,GEL,NO ARM,LSOH3C,BLK,MT","m",0.0,"SIEMON",null,null,null,2.0]
["9GG6D004C-G106M","CBL,4F,LSYS,MM,OM1,I/O,LT,GEL,NO ARM,LSOH3C,BLU,MT","CBL,4F,LSYS,MM,OM1,I/O,LT,GEL,NO ARM,LSOH3C,BLU,MT","m",0.0,"SIEMON",null,null,null,2.72]
["9GG6C004C-G106M","CBL,4F,LSYS,MM,OM1,I/O,LT,GEL,NO ARM,LSOHFR,BLU,MT","CBL,4F,LSYS,MM,OM1,I/O,LT,GEL,NO ARM,LSOHFR,BLU,MT","m",0.0,"SIEMON",null,null,null,4.9]
["9GD6L004C-G106M","CBL,4F,LSYS,MM,OM1,I/O,TB,DWB,NO ARM,LSOH1,BLU,MT","CBL,4F,LSYS,MM,OM1,I/O,TB,DWB,NO ARM,LSOH1,BLU,MT","m",0.0,"SIEMON",null,null,null,1.5]
["9GD6H004C-G101M","CBL,4F,LSYS,MM,OM1,I/O,TB,DWB,NO ARM,LSOH3C,BLK,MT","CBL,4F,LSYS,MM,OM1,I/O,TB,DWB,NO ARM,LSOH3C,BLK,MT","m",0.0,"SIEMON",null,null,null,2.12]
["9GD6D004C-G106M","CBL,4F,LSYS,MM,OM1,I/O,TB,DWB,NO ARM,LSOH3C,BLU,MT","CBL,4F,LSYS,MM,OM1,I/O,TB,DWB,NO ARM,LSOH3C,BLU,MT","m",0.0,"SIEMON",null,null,null,2.16]
["9GD6B2004CG106M","CBL,4F,LSYS,MM,OM1,I/O,TB,DWB,NO ARM,LSOHFR,BLU,MT","CBL,4F,LSYS,MM,OM1,I/O,TB,DWB,NO ARM,LSOHFR,BLU,MT","m",0.0,"SIEMON",null,null,null,2.88]
["9GD6C004C-G106M","CBL,4F,LSYS,MM,OM1,I/O,TB,DWB,NO ARM,LSOHFR,BLU,MT","CBL,4F,LSYS,MM,OM1,I/O,TB,DWB,NO ARM,LSOHFR,BLU,MT","m",0.0,"SIEMON",null,null,null,2.5]
["9F6B3-4A1.00","CBL,4F,LSYS,MM,OM1,IN,TB,NO ARM,LSOH3C,ORG,1KM","CBL,4F,LSYS,MM,OM1,IN,TB,NO ARM,LSOH3C,ORG,1KM","szt.",0.0,"SIEMON",null,null,null,1950.9]
["9F6B2-4A1.00","CBL,4F,LSYS,MM,OM1,IN,TB,NO ARM,OFNP,ORG,1KM","CBL,4F,LSYS,MM,OM1,IN,TB,NO ARM,OFNP,ORG,1KM","szt.",0.0,"SIEMON",null,null,null,1983.76]
["9F6B1-4A1.00","CBL,4F,LSYS,MM,OM1,IN,TB,NO ARM,OFNR,ORG,1KM","CBL,4F,LSYS,MM,OM1,IN,TB,NO ARM,OFNR,ORG,1KM","szt.",0.0,"SIEMON",null,null,null,1696.54]
["9F6E4-4A1.00","CBL,4F,LSYS,MM,OM1,OSP,LT,GEL,ARM,MDPE,BLK,1KM","CBL,4F,LSYS,MM,OM1,OSP,LT,GEL,ARM,MDPE,BLK,1KM","szt.",0.0,"SIEMON",null,null,null,2509.5]
["9F6D4-4A1.00","CBL,4F,LSYS,MM,OM1,OSP,LT,GEL,NO ARM,MDPE,BLK,1KM","CBL,4F,LSYS,MM,OM1,OSP,LT,GEL,NO ARM,MDPE,BLK,1KM","szt.",0.0,"SIEMON",null,null,null,2216.62]
["9GG5L004C-T306M","CBL,4F,XGLO,MM,OM3,I/O,LT,GEL,NO ARM,LSOH1,BLU,MT","CBL,4F,XGLO,MM,OM3,I/O,LT,GEL,NO ARM,LSOH1,BLU,MT","m",0.0,"SIEMON",null,null,null,2.22]
["9GG5H004C-T3011","CBL,4F,XGLO,MM,OM3,I/O,LT,GEL,NO ARM,LSOH3C,BLK,10","CBL,4F,XGLO,MM,OM3,I/O,LT,GEL,NO ARM,LSOH3C,BLK,1000M","szt.",0.0,"SIEMON",null,null,null,2583.32]
["9GG5H004C-T3015","CBL,4F,XGLO,MM,OM3,I/O,LT,GEL,NO ARM,LSOH3C,BLK,50","CBL,4F,XGLO,MM,OM3,I/O,LT,GEL,NO ARM,LSOH3C,BLK,500M","szt.",0.0,"SIEMON",null,null,null,1291.64]
["9GG5H004C-T301M","CBL,4F,XGLO,MM,OM3,I/O,LT,GEL,NO ARM,LSOH3C,BLK,MT","CBL,4F,XGLO,MM,OM3,I/O,LT,GEL,NO ARM,LSOH3C,BLK,MT","m",0.0,"SIEMON",null,null,null,2.6]
["9GG5D004C-T306M","CBL,4F,XGLO,MM,OM3,I/O,LT,GEL,NO ARM,LSOH3C,BLU,MT","CBL,4F,XGLO,MM,OM3,I/O,LT,GEL,NO ARM,LSOH3C,BLU,MT","m",0.0,"SIEMON",null,null,null,3.08]
["9GD5L004C-T306M","CBL,4F,XGLO,MM,OM3,I/O,TB,DWB,NO ARM,LSOH1,BLU,MT","CBL,4F,XGLO,MM,OM3,I/O,TB,DWB,NO ARM,LSOH1,BLU,MT","m",0.0,"SIEMON",null,null,null,2.12]
["9GD5H004C-T3011","CBL,4F,XGLO,MM,OM3,I/O,TB,DWB,NO ARM,LSOH3C,BLK,10","CBL,4F,XGLO,MM,OM3,I/O,TB,DWB,NO ARM,LSOH3C,BLK,1000M","szt.",0.0,"SIEMON",null,null,null,2709.98]
["9GD5H004C-T3015","CBL,4F,XGLO,MM,OM3,I/O,TB,DWB,NO ARM,LSOH3C,BLK,50","CBL,4F,XGLO,MM,OM3,I/O,TB,DWB,NO ARM,LSOH3C,BLK,500M","szt.",0.0,"SIEMON",null,null,null,1355.0]
["9GD5H004C-T301M","CBL,4F,XGLO,MM,OM3,I/O,TB,DWB,NO ARM,LSOH3C,BLK,MT","CBL,4F,XGLO,MM,OM3,I/O,TB,DWB,NO ARM,LSOH3C,BLK,MT","m",0.0,"SIEMON",null,null,null,2.72]
["9GD5D004C-T306M","CBL,4F,XGLO,MM,OM3,I/O,TB,DWB,NO ARM,LSOH3C,BLU,MT","CBL,4F,XGLO,MM,OM3,I/O,TB,DWB,NO ARM,LSOH3C,BLU,MT","m",0.0,"SIEMON",null,null,null,2.68]
["9GD5B2004CT306M","CBL,4F,XGLO,MM,OM3,I/O,TB,DWB,NO ARM,LSOHFR,BLU,MT","CBL,4F,XGLO,MM,OM3,I/O,TB,DWB,NO ARM,LSOHFR,BLU,MT","m",0.0,"SIEMON",null,null,null,3.4]
["9GD5C004C-T306M","CBL,4F,XGLO,MM,OM3,I/O,TB,DWB,NO ARM,LSOHFR,BLU,MT","CBL,4F,XGLO,MM,OM3,I/O,TB,DWB,NO ARM,LSOHFR,BLU,MT","m",0.0,"SIEMON",null,null,null,2.8]
["9F5LB3-4A1.00","CBL,4F,XGLO,MM,OM3,IN,TB,NO ARM,LSOH3C,AQA,1KM","CBL,4F,XGLO,MM,OM3,IN,TB,NO ARM,LSOH3C,AQA,1KM","szt.",0.0,"SIEMON",null,null,null,2912.2]
["9F5LB2-4A1.00","CBL,4F,XGLO,MM,OM3,IN,TB,NO ARM,OFNP,AQA,1KM","CBL,4F,XGLO,MM,OM3,IN,TB,NO ARM,OFNP,AQA,1KM","szt.",0.0,"SIEMON",null,null,null,2946.7]
["9F5LB1-4A1.00","CBL,4F,XGLO,MM,OM3,IN,TB,NO ARM,OFNR,AQA,1KM","CBL,4F,XGLO,MM,OM3,IN,TB,NO ARM,OFNR,AQA,1KM","szt.",0.0,"SIEMON",null,null,null,2649.06]
["9F5LE4-4A1.00","CBL,4F,XGLO,MM,OM3,OSP,LT,GEL,ARM,MDPE,BLK,1KM","CBL,4F,XGLO,MM,OM3,OSP,LT,GEL,ARM,MDPE,BLK,1KM","szt.",0.0,"SIEMON",null,null,null,3590.84]
["9F5LD4-4A1.00","CBL,4F,XGLO,MM,OM3,OSP,LT,GEL,NO ARM,MDPE,BLK,1KM","CBL,4F,XGLO,MM,OM3,OSP,LT,GEL,NO ARM,MDPE,BLK,1KM","szt.",0.0,"SIEMON",null,null,null,3334.18]
["9GG5L004C-T506M","CBL,4F,XGLO,MM,OM4,I/O,LT,GEL,NO ARM,LSOH1,BLU,MT","CBL,4F,XGLO,MM,OM4,I/O,LT,GEL,NO ARM,LSOH1,BLU,MT","m",0.0,"SIEMON",null,null,null,2.92]
["9GG5H004C-T501M","CBL,4F,XGLO,MM,OM4,I/O,LT,GEL,NO ARM,LSOH3C,BLK,MT","CBL,4F,XGLO,MM,OM4,I/O,LT,GEL,NO ARM,LSOH3C,BLK,MT","m",0.0,"SIEMON",null,null,null,3.18]
["9GG5D004C-T506M","CBL,4F,XGLO,MM,OM4,I/O,LT,GEL,NO ARM,LSOH3C,BLU,MT","CBL,4F,XGLO,MM,OM4,I/O,LT,GEL,NO ARM,LSOH3C,BLU,MT","m",0.0,"SIEMON",null,null,null,4.06]
["9GG5D004C-T516M","CBL,4F,XGLO,MM,OM4,I/O,LT,GEL,NO ARM,LSOH3C,EV,MT","CBL,4F,XGLO,MM,OM4,I/O,LT,GEL,NO ARM,LSOH3C,EV,MT","m",0.0,"SIEMON",null,null,null,4.06]
["9GD5L004C-T506M","CBL,4F,XGLO,MM,OM4,I/O,TB,DWB,NO ARM,LSOH1,BLU,MT","CBL,4F,XGLO,MM,OM4,I/O,TB,DWB,NO ARM,LSOH1,BLU,MT","m",0.0,"SIEMON",null,null,null,2.72]
["9GD5H004C-T501M","CBL,4F,XGLO,MM,OM4,I/O,TB,DWB,NO ARM,LSOH3C,BLK,MT","CBL,4F,XGLO,MM,OM4,I/O,TB,DWB,NO ARM,LSOH3C,BLK,MT","m",0.0,"SIEMON",null,null,null,3.08]
["9GD5D004C-T506M","CBL,4F,XGLO,MM,OM4,I/O,TB,DWB,NO ARM,LSOH3C,BLU,MT","CBL,4F,XGLO,MM,OM4,I/O,TB,DWB,NO ARM,LSOH3C,BLU,MT","m",0.0,"SIEMON",null,null,null,3.6]
["9GD5D004C-T516M","CBL,4F,XGLO,MM,OM4,I/O,TB,DWB,NO ARM,LSOH3C,EV,MT","CBL,4F,XGLO,MM,OM4,I/O,TB,DWB,NO ARM,LSOH3C,EV,MT","m",0.0,"SIEMON",null,null,null,3.6]
["9GD5B2004CT506M","CBL,4F,XGLO,MM,OM4,I/O,TB,DWB,NO ARM,LSOHFR,BLU,MT","CBL,4F,XGLO,MM,OM4,I/O,TB,DWB,NO ARM,LSOHFR,BLU,MT","m",0.0,"SIEMON",null,null,null,4.8]
["9GD5C004C-T506M","CBL,4F,XGLO,MM,OM4,I/O,TB,DWB,NO ARM,LSOHFR,BLU,MT","CBL,4F,XGLO,MM,OM4,I/O,TB,DWB,NO ARM,LSOHFR,BLU,MT","m",0.0,"SIEMON",null,null,null,3.76]
["9F5VB3-4A1.00","CBL,4F,XGLO,MM,OM4,IN,TB,NO ARM,LSOH3C,AQA,1KM","CBL,4F,XGLO,MM,OM4,IN,TB,NO ARM,LSOH3C,AQA,1KM","szt.",0.0,"SIEMON",null,null,null,2817.0]
["9F5VB2-4A1.00","CBL,4F,XGLO,MM,OM4,IN,TB,NO ARM,OFNP,AQA,1KM","CBL,4F,XGLO,MM,OM4,IN,TB,NO ARM,OFNP,AQA,1KM","szt.",0.0,"SIEMON",null,null,null,3134.12]
["9F5VB1-4A1.00","CBL,4F,XGLO,MM,OM4,IN,TB,NO ARM,OFNR,AQA,1KM","CBL,4F,XGLO,MM,OM4,IN,TB,NO ARM,OFNR,AQA,1KM","szt.",0.0,"SIEMON",null,null,null,2790.72]
["9F5VE4-4A1.00","CBL,4F,XGLO,MM,OM4,OSP,LT,GEL,ARM,MDPE,BLK,1KM","CBL,4F,XGLO,MM,OM4,OSP,LT,GEL,ARM,MDPE,BLK,1KM","szt.",0.0,"SIEMON",null,null,null,3653.14]
["9F5VD4-4A1.00","CBL,4F,XGLO,MM,OM4,OSP,LT,GEL,NO ARM,MDPE,BLK,1KM","CBL,4F,XGLO,MM,OM4,OSP,LT,GEL,NO ARM,MDPE,BLK,1KM","szt.",0.0,"SIEMON",null,null,null,3399.04]
["9GG8L004C-E206M","CBL,4F,XGLO,SM,OS1/OS2,I/O,LT,GEL,NO ARM,LSOH1,BLU","CBL,4F,XGLO,SM,OS1/OS2,I/O,LT,GEL,NO ARM,LSOH1,BLU,MT","m",0.0,"SIEMON",null,null,null,1.34]
["9GG8D004C-E206M","CBL,4F,XGLO,SM,OS1/OS2,I/O,LT,GEL,NO ARM,LSOH3C,BL","CBL,4F,XGLO,SM,OS1/OS2,I/O,LT,GEL,NO ARM,LSOH3C,BLU,MT","m",0.0,"SIEMON",null,null,null,1.7]
["9GG8H004C-E201M","CBL,4F,XGLO,SM,OS1/OS2,I/O,LT,GEL,NO ARM,LSOH3C,BL","CBL,4F,XGLO,SM,OS1/OS2,I/O,LT,GEL,NO ARM,LSOH3C,BLK,MT","m",0.0,"SIEMON",null,null,null,1.64]
["9GG8C004C-E206M","CBL,4F,XGLO,SM,OS1/OS2,I/O,LT,GEL,NO ARM,LSOHFR,BL","CBL,4F,XGLO,SM,OS1/OS2,I/O,LT,GEL,NO ARM,LSOHFR,BLU,MT","m",0.0,"SIEMON",null,null,null,3.98]
["9GD8L004C-E206M","CBL,4F,XGLO,SM,OS1/OS2,I/O,TB,DWB,NO ARM,LSOH1,BLU","CBL,4F,XGLO,SM,OS1/OS2,I/O,TB,DWB,NO ARM,LSOH1,BLU,MT","m",0.0,"SIEMON",null,null,null,1.28]
["9GD8D004C-E206M","CBL,4F,XGLO,SM,OS1/OS2,I/O,TB,DWB,NO ARM,LSOH3C,BL","CBL,4F,XGLO,SM,OS1/OS2,I/O,TB,DWB,NO ARM,LSOH3C,BLU,MT","m",0.0,"SIEMON",null,null,null,1.54]
["9GD8H004C-E201M","CBL,4F,XGLO,SM,OS1/OS2,I/O,TB,DWB,NO ARM,LSOH3C,BL","CBL,4F,XGLO,SM,OS1/OS2,I/O,TB,DWB,NO ARM,LSOH3C,BLK,MT","m",0.0,"SIEMON",null,null,null,1.88]
["9GD8B2004CE206M","CBL,4F,XGLO,SM,OS1/OS2,I/O,TB,DWB,NO ARM,LSOHFR,BL","CBL,4F,XGLO,SM,OS1/OS2,I/O,TB,DWB,NO ARM,LSOHFR,BLU,MT","m",0.0,"SIEMON",null,null,null,1.94]
["9GD8C004C-E206M","CBL,4F,XGLO,SM,OS1/OS2,I/O,TB,DWB,NO ARM,LSOHFR,BL","CBL,4F,XGLO,SM,OS1/OS2,I/O,TB,DWB,NO ARM,LSOHFR,BLU,MT","m",0.0,"SIEMON",null,null,null,1.76]
["9F8LB3-4A1.00","CBL,4F,XGLO,SM,OS1/OS2,IN,TB,NO ARM,LSOH3C,YEL,1KM","CBL,4F,XGLO,SM,OS1/OS2,IN,TB,NO ARM,LSOH3C,YEL,1KM","szt.",0.0,"SIEMON",null,null,null,1421.66]
["9F8LB2-4A1.00","CBL,4F,XGLO,SM,OS1/OS2,IN,TB,NO ARM,OFNP,YEL,1KM","CBL,4F,XGLO,SM,OS1/OS2,IN,TB,NO ARM,OFNP,YEL,1KM","szt.",0.0,"SIEMON",null,null,null,1461.68]
["9F8LB1-4A1.00","CBL,4F,XGLO,SM,OS1/OS2,IN,TB,NO ARM,OFNR,YEL,1KM","CBL,4F,XGLO,SM,OS1/OS2,IN,TB,NO ARM,OFNR,YEL,1KM","szt.",0.0,"SIEMON",null,null,null,1116.42]
["9F8LE4-4A1.00","CBL,4F,XGLO,SM,OS1/OS2,OSP,LT,GEL,ARM,MDPE,BLK,1KM","CBL,4F,XGLO,SM,OS1/OS2,OSP,LT,GEL,ARM,MDPE,BLK,1KM","szt.",0.0,"SIEMON",null,null,null,2174.02]
["9F8LD4-4A1.00","CBL,4F,XGLO,SM,OS1/OS2,OSP,LT,GEL,NO ARM,MDPE,BLK,","CBL,4F,XGLO,SM,OS1/OS2,OSP,LT,GEL,NO ARM,MDPE,BLK,1KM","szt.",0.0,"SIEMON",null,null,null,1766.8]
["9GG6L006D-G106M","CBL,6F,LSYS,MM,OM1,I/O,LT,GEL,NO ARM,LSOH1,BLU,MT","CBL,6F,LSYS,MM,OM1,I/O,LT,GEL,NO ARM,LSOH1,BLU,MT","m",0.0,"SIEMON",null,null,null,2.12]
["9GG6H006D-G101M","CBL,6F,LSYS,MM,OM1,I/O,LT,GEL,NO ARM,LSOH3C,BLK,MT","CBL,6F,LSYS,MM,OM1,I/O,LT,GEL,NO ARM,LSOH3C,BLK,MT","m",0.0,"SIEMON",null,null,null,2.36]
["9GG6D006D-G106M","CBL,6F,LSYS,MM,OM1,I/O,LT,GEL,NO ARM,LSOH3C,BLU,MT","CBL,6F,LSYS,MM,OM1,I/O,LT,GEL,NO ARM,LSOH3C,BLU,MT","m",0.0,"SIEMON",null,null,null,3.1]
["9GG6C006D-G106M","CBL,6F,LSYS,MM,OM1,I/O,LT,GEL,NO ARM,LSOHFR,BLU,MT","CBL,6F,LSYS,MM,OM1,I/O,LT,GEL,NO ARM,LSOHFR,BLU,MT","m",0.0,"SIEMON",null,null,null,5.3]
["9GD6L006D-G106M","CBL,6F,LSYS,MM,OM1,I/O,TB,DWB,NO ARM,LSOH1,BLU,MT","CBL,6F,LSYS,MM,OM1,I/O,TB,DWB,NO ARM,LSOH1,BLU,MT","m",0.0,"SIEMON",null,null,null,2.06]
["9GD6H006D-G101M","CBL,6F,LSYS,MM,OM1,I/O,TB,DWB,NO ARM,LSOH3C,BLK,MT","CBL,6F,LSYS,MM,OM1,I/O,TB,DWB,NO ARM,LSOH3C,BLK,MT","m",0.0,"SIEMON",null,null,null,2.74]
["9GD6D006D-G106M","CBL,6F,LSYS,MM,OM1,I/O,TB,DWB,NO ARM,LSOH3C,BLU,MT","CBL,6F,LSYS,MM,OM1,I/O,TB,DWB,NO ARM,LSOH3C,BLU,MT","m",0.0,"SIEMON",null,null,null,2.8]
["9GD6B2006DG106M","CBL,6F,LSYS,MM,OM1,I/O,TB,DWB,NO ARM,LSOHFR,BLU,MT","CBL,6F,LSYS,MM,OM1,I/O,TB,DWB,NO ARM,LSOHFR,BLU,MT","m",0.0,"SIEMON",null,null,null,3.58]
["9GD6C006D-G106M","CBL,6F,LSYS,MM,OM1,I/O,TB,DWB,NO ARM,LSOHFR,BLU,MT","CBL,6F,LSYS,MM,OM1,I/O,TB,DWB,NO ARM,LSOHFR,BLU,MT","m",0.0,"SIEMON",null,null,null,3.26]
["9F6B3-6B1.00","CBL,6F,LSYS,MM,OM1,IN,TB,NO ARM,LSOH3C,ORG,1KM","CBL,6F,LSYS,MM,OM1,IN,TB,NO ARM,LSOH3C,ORG,1KM","szt.",0.0,"SIEMON",null,null,null,2253.88]
["9F6B2-6B1.00","CBL,6F,LSYS,MM,OM1,IN,TB,NO ARM,OFNP,ORG,1KM","CBL,6F,LSYS,MM,OM1,IN,TB,NO ARM,OFNP,ORG,1KM","szt.",0.0,"SIEMON",null,null,null,2276.12]
["9F6B1-6B1.00","CBL,6F,LSYS,MM,OM1,IN,TB,NO ARM,OFNR,ORG,1KM","CBL,6F,LSYS,MM,OM1,IN,TB,NO ARM,OFNR,ORG,1KM","szt.",0.0,"SIEMON",null,null,null,2000.94]
["9F6E4-6B1.00","CBL,6F,LSYS,MM,OM1,OSP,LT,GEL,ARM,MDPE,BLK,1KM","CBL,6F,LSYS,MM,OM1,OSP,LT,GEL,ARM,MDPE,BLK,1KM","szt.",0.0,"SIEMON",null,null,null,3052.82]
["9F6D4-6B1.00","CBL,6F,LSYS,MM,OM1,OSP,LT,GEL,NO ARM,MDPE,BLK,1KM","CBL,6F,LSYS,MM,OM1,OSP,LT,GEL,NO ARM,MDPE,BLK,1KM","szt.",0.0,"SIEMON",null,null,null,2716.5]
["9GG5L006D-T306M","CBL,6F,XGLO,MM,OM3,I/O,LT,GEL,NO ARM,LSOH1,BLU,MT","CBL,6F,XGLO,MM,OM3,I/O,LT,GEL,NO ARM,LSOH1,BLU,MT","m",0.0,"SIEMON",null,null,null,2.96]
["9GG5H006D-T301M","CBL,6F,XGLO,MM,OM3,I/O,LT,GEL,NO ARM,LSOH3C,BLK,MT","CBL,6F,XGLO,MM,OM3,I/O,LT,GEL,NO ARM,LSOH3C,BLK,MT","m",0.0,"SIEMON",null,null,null,3.46]
["9GG5D006D-T306M","CBL,6F,XGLO,MM,OM3,I/O,LT,GEL,NO ARM,LSOH3C,BLU,MT","CBL,6F,XGLO,MM,OM3,I/O,LT,GEL,NO ARM,LSOH3C,BLU,MT","m",0.0,"SIEMON",null,null,null,3.64]
["9GD5L006D-T306M","CBL,6F,XGLO,MM,OM3,I/O,TB,DWB,NO ARM,LSOH1,BLU,MT","CBL,6F,XGLO,MM,OM3,I/O,TB,DWB,NO ARM,LSOH1,BLU,MT","m",0.0,"SIEMON",null,null,null,2.76]
["9GD5H006D-T301M","CBL,6F,XGLO,MM,OM3,I/O,TB,DWB,NO ARM,LSOH3C,BLK,MT","CBL,6F,XGLO,MM,OM3,I/O,TB,DWB,NO ARM,LSOH3C,BLK,MT","m",0.0,"SIEMON",null,null,null,3.7]
["9GD5D006D-T306M","CBL,6F,XGLO,MM,OM3,I/O,TB,DWB,NO ARM,LSOH3C,BLU,MT","CBL,6F,XGLO,MM,OM3,I/O,TB,DWB,NO ARM,LSOH3C,BLU,MT","m",0.0,"SIEMON",null,null,null,3.56]
["9GD5B2006DT306M","CBL,6F,XGLO,MM,OM3,I/O,TB,DWB,NO ARM,LSOHFR,BLU,MT","CBL,6F,XGLO,MM,OM3,I/O,TB,DWB,NO ARM,LSOHFR,BLU,MT","m",0.0,"SIEMON",null,null,null,4.3]
["9GD5C006D-T306M","CBL,6F,XGLO,MM,OM3,I/O,TB,DWB,NO ARM,LSOHFR,BLU,MT","CBL,6F,XGLO,MM,OM3,I/O,TB,DWB,NO ARM,LSOHFR,BLU,MT","m",0.0,"SIEMON",null,null,null,3.7]
["9F5LB3-6B1.00","CBL,6F,XGLO,MM,OM3,IN,TB,NO ARM,LSOH3C,AQA,1KM","CBL,6F,XGLO,MM,OM3,IN,TB,NO ARM,LSOH3C,AQA,1KM","szt.",0.0,"SIEMON",null,null,null,3530.66]
["9F5LB2-6B1.00","CBL,6F,XGLO,MM,OM3,IN,TB,NO ARM,OFNP,AQA,1KM","CBL,6F,XGLO,MM,OM3,IN,TB,NO ARM,OFNP,AQA,1KM","szt.",0.0,"SIEMON",null,null,null,3553.66]
["9F5LE4-6B1.00","CBL,6F,XGLO,MM,OM3,OSP,LT,GEL,ARM,MDPE,BLK,1KM","CBL,6F,XGLO,MM,OM3,OSP,LT,GEL,ARM,MDPE,BLK,1KM","szt.",0.0,"SIEMON",null,null,null,4837.68]
["9F5LD4-6B1.00","CBL,6F,XGLO,MM,OM3,OSP,LT,GEL,NO ARM,MDPE,BLK,1KM","CBL,6F,XGLO,MM,OM3,OSP,LT,GEL,NO ARM,MDPE,BLK,1KM","szt.",0.0,"SIEMON",null,null,null,4337.22]
["9GG5L006D-T506M","CBL,6F,XGLO,MM,OM4,I/O,LT,GEL,NO ARM,LSOH1,BLU,MT","CBL,6F,XGLO,MM,OM4,I/O,LT,GEL,NO ARM,LSOH1,BLU,MT","m",0.0,"SIEMON",null,null,null,3.78]
["9GG5H006D-T501M","CBL,6F,XGLO,MM,OM4,I/O,LT,GEL,NO ARM,LSOH3C,BLK,MT","CBL,6F,XGLO,MM,OM4,I/O,LT,GEL,NO ARM,LSOH3C,BLK,MT","m",0.0,"SIEMON",null,null,null,4.26]
["9GG5D006D-T506M","CBL,6F,XGLO,MM,OM4,I/O,LT,GEL,NO ARM,LSOH3C,BLU,MT","CBL,6F,XGLO,MM,OM4,I/O,LT,GEL,NO ARM,LSOH3C,BLU,MT","m",0.0,"SIEMON",null,null,null,5.1]
["9GG5D006D-T516M","CBL,6F,XGLO,MM,OM4,I/O,LT,GEL,NO ARM,LSOH3C,EV,MT","CBL,6F,XGLO,MM,OM4,I/O,LT,GEL,NO ARM,LSOH3C,EV,MT","m",0.0,"SIEMON",null,null,null,5.1]
["9GD5L006D-T506M","CBL,6F,XGLO,MM,OM4,I/O,TB,DWB,NO ARM,LSOH1,BLU,MT","CBL,6F,XGLO,MM,OM4,I/O,TB,DWB,NO ARM,LSOH1,BLU,MT","m",0.0,"SIEMON",null,null,null,3.68]
["9GD5H006D-T501M","CBL,6F,XGLO,MM,OM4,I/O,TB,DWB,NO ARM,LSOH3C,BLK,MT","CBL,6F,XGLO,MM,OM4,I/O,TB,DWB,NO ARM,LSOH3C,BLK,MT","m",0.0,"SIEMON",null,null,null,4.2]
["9GD5D006D-T506M","CBL,6F,XGLO,MM,OM4,I/O,TB,DWB,NO ARM,LSOH3C,BLU,MT","CBL,6F,XGLO,MM,OM4,I/O,TB,DWB,NO ARM,LSOH3C,BLU,MT","m",0.0,"SIEMON",null,null,null,5.28]
["9GD5D006D-T516M","CBL,6F,XGLO,MM,OM4,I/O,TB,DWB,NO ARM,LSOH3C,EV,MT","CBL,6F,XGLO,MM,OM4,I/O,TB,DWB,NO ARM,LSOH3C,EV,MT","m",0.0,"SIEMON",null,null,null,5.28]
["9GD5B2006DT506M","CBL,6F,XGLO,MM,OM4,I/O,TB,DWB,NO ARM,LSOHFR,BLU,MT","CBL,6F,XGLO,MM,OM4,I/O,TB,DWB,NO ARM,LSOHFR,BLU,MT","m",0.0,"SIEMON",null,null,null,6.46]
["9GD5C006D-T506M","CBL,6F,XGLO,MM,OM4,I/O,TB,DWB,NO ARM,LSOHFR,BLU,MT","CBL,6F,XGLO,MM,OM4,I/O,TB,DWB,NO ARM,LSOHFR,BLU,MT","m",0.0,"SIEMON",null,null,null,5.5]
["9F5VB3-6B1.00","CBL,6F,XGLO,MM,OM4,IN,TB,NO ARM,LSOH3C,AQA,1KM","CBL,6F,XGLO,MM,OM4,IN,TB,NO ARM,LSOH3C,AQA,1KM","szt.",0.0,"SIEMON",null,null,null,3957.62]
["9F5VB2-6B1.00","CBL,6F,XGLO,MM,OM4,IN,TB,NO ARM,OFNP,AQA,1KM","CBL,6F,XGLO,MM,OM4,IN,TB,NO ARM,OFNP,AQA,1KM","szt.",0.0,"SIEMON",null,null,null,4259.38]
["9F5VB1-6B1.00","CBL,6F,XGLO,MM,OM4,IN,TB,NO ARM,OFNR,AQA,1KM","CBL,6F,XGLO,MM,OM4,IN,TB,NO ARM,OFNR,AQA,1KM","szt.",0.0,"SIEMON",null,null,null,3916.0]
["9F5VE4-6B1.00","CBL,6F,XGLO,MM,OM4,OSP,LT,GEL,ARM,MDPE,BLK,1KM","CBL,6F,XGLO,MM,OM4,OSP,LT,GEL,ARM,MDPE,BLK,1KM","szt.",0.0,"SIEMON",null,null,null,4875.74]
["9F5VD4-6B1.00","CBL,6F,XGLO,MM,OM4,OSP,LT,GEL,NO ARM,MDPE,BLK,1KM","CBL,6F,XGLO,MM,OM4,OSP,LT,GEL,NO ARM,MDPE,BLK,1KM","szt.",0.0,"SIEMON",null,null,null,4504.4]
["9GG8L006D-E206M","CBL,6F,XGLO,SM,OS1/OS2,I/O,LT,GEL,NO ARM,LSOH1,BLU","CBL,6F,XGLO,SM,OS1/OS2,I/O,LT,GEL,NO ARM,LSOH1,BLU,MT","m",0.0,"SIEMON",null,null,null,1.42]
["9GG8D006D-E206M","CBL,6F,XGLO,SM,OS1/OS2,I/O,LT,GEL,NO ARM,LSOH3C,BL","CBL,6F,XGLO,SM,OS1/OS2,I/O,LT,GEL,NO ARM,LSOH3C,BLU,MT","m",0.0,"SIEMON",null,null,null,1.76]
["9GG8H006D-E201M","CBL,6F,XGLO,SM,OS1/OS2,I/O,LT,GEL,NO ARM,LSOH3C,BL","CBL,6F,XGLO,SM,OS1/OS2,I/O,LT,GEL,NO ARM,LSOH3C,BLK,MT","m",0.0,"SIEMON",null,null,null,1.74]
["9GG8C006D-E206M","CBL,6F,XGLO,SM,OS1/OS2,I/O,LT,GEL,NO ARM,LSOHFR,BL","CBL,6F,XGLO,SM,OS1/OS2,I/O,LT,GEL,NO ARM,LSOHFR,BLU,MT","m",0.0,"SIEMON",null,null,null,4.08]
["9GD8L006D-E206M","CBL,6F,XGLO,SM,OS1/OS2,I/O,TB,DWB,NO ARM,LSOH1,BLU","CBL,6F,XGLO,SM,OS1/OS2,I/O,TB,DWB,NO ARM,LSOH1,BLU,MT","m",0.0,"SIEMON",null,null,null,1.48]
["9GD8D006D-E206M","CBL,6F,XGLO,SM,OS1/OS2,I/O,TB,DWB,NO ARM,LSOH3C,BL","CBL,6F,XGLO,SM,OS1/OS2,I/O,TB,DWB,NO ARM,LSOH3C,BLU,MT","m",0.0,"SIEMON",null,null,null,1.66]
["9GD8H006D-E201M","CBL,6F,XGLO,SM,OS1/OS2,I/O,TB,DWB,NO ARM,LSOH3C,BL","CBL,6F,XGLO,SM,OS1/OS2,I/O,TB,DWB,NO ARM,LSOH3C,BLK,MT","m",0.0,"SIEMON",null,null,null,2.32]
["9GD8B2006DE206M","CBL,6F,XGLO,SM,OS1/OS2,I/O,TB,DWB,NO ARM,LSOHFR,BL","CBL,6F,XGLO,SM,OS1/OS2,I/O,TB,DWB,NO ARM,LSOHFR,BLU,MT","m",0.0,"SIEMON",null,null,null,2.42]
["9GD8C006D-E206M","CBL,6F,XGLO,SM,OS1/OS2,I/O,TB,DWB,NO ARM,LSOHFR,BL","CBL,6F,XGLO,SM,OS1/OS2,I/O,TB,DWB,NO ARM,LSOHFR,BLU,MT","m",0.0,"SIEMON",null,null,null,1.9]
["9F8LB3-6B1.00","CBL,6F,XGLO,SM,OS1/OS2,IN,TB,NO ARM,LSOH3C,YEL,1KM","CBL,6F,XGLO,SM,OS1/OS2,IN,TB,NO ARM,LSOH3C,YEL,1KM","szt.",0.0,"SIEMON",null,null,null,1473.84]
["9F8LB2-6B1.00","CBL,6F,XGLO,SM,OS1/OS2,IN,TB,NO ARM,OFNP,YEL,1KM","CBL,6F,XGLO,SM,OS1/OS2,IN,TB,NO ARM,OFNP,YEL,1KM","szt.",0.0,"SIEMON",null,null,null,1500.52]
["9F8LE4-6B1.00","CBL,6F,XGLO,SM,OS1/OS2,OSP,LT,GEL,ARM,MDPE,BLK,1KM","CBL,6F,XGLO,SM,OS1/OS2,OSP,LT,GEL,ARM,MDPE,BLK,1KM","szt.",0.0,"SIEMON",null,null,null,2315.94]
["9F8LD4-6B1.00","CBL,6F,XGLO,SM,OS1/OS2,OSP,LT,GEL,NO ARM,MDPE,BLK,","CBL,6F,XGLO,SM,OS1/OS2,OSP,LT,GEL,NO ARM,MDPE,BLK,1KM","szt.",0.0,"SIEMON",null,null,null,1920.04]
["9GG6L072G-G106M","CBL,72F,LSYS,MM,OM1,I/O,LT,GEL,NO ARM,LSOH1,BLU,MT","CBL,72F,LSYS,MM,OM1,I/O,LT,GEL,NO ARM,LSOH1,BLU,MT","m",0.0,"SIEMON",null,null,null,15.42]
["9GG6H072G-G101M","CBL,72F,LSYS,MM,OM1,I/O,LT,GEL,NO ARM,LSOH3C,BLK,M","CBL,72F,LSYS,MM,OM1,I/O,LT,GEL,NO ARM,LSOH3C,BLK,MT","m",0.0,"SIEMON",null,null,null,20.98]
["9GG6C072G-G106M","CBL,72F,LSYS,MM,OM1,I/O,LT,GEL,NO ARM,LSOHFR,BLU,M","CBL,72F,LSYS,MM,OM1,I/O,LT,GEL,NO ARM,LSOHFR,BLU,MT","m",0.0,"SIEMON",null,null,null,25.12]
["9GD6H072G-G101M","CBL,72F,LSYS,MM,OM1,I/O,TB,DWB,NO ARM,LSOH3C,BLK,M","CBL,72F,LSYS,MM,OM1,I/O,TB,DWB,NO ARM,LSOH3C,BLK,MT","m",0.0,"SIEMON",null,null,null,34.6]
["9F6B3-72D1.00","CBL,72F,LSYS,MM,OM1,IN,TB,NO ARM,LSOH3C,ORG,1KM","CBL,72F,LSYS,MM,OM1,IN,TB,NO ARM,LSOH3C,ORG,1KM","szt.",0.0,"SIEMON",null,null,null,30117.62]
["9F6B2-72D1.00","CBL,72F,LSYS,MM,OM1,IN,TB,NO ARM,OFNP,ORG,1KM","CBL,72F,LSYS,MM,OM1,IN,TB,NO ARM,OFNP,ORG,1KM","szt.",0.0,"SIEMON",null,null,null,31082.9]
["9F6B1-72D1.00","CBL,72F,LSYS,MM,OM1,IN,TB,NO ARM,OFNR,ORG,1KM","CBL,72F,LSYS,MM,OM1,IN,TB,NO ARM,OFNR,ORG,1KM","szt.",0.0,"SIEMON",null,null,null,25299.88]
["9F6E4-72D1.00","CBL,72F,LSYS,MM,OM1,OSP,LT,GEL,ARM,MDPE,BLK,1KM","CBL,72F,LSYS,MM,OM1,OSP,LT,GEL,ARM,MDPE,BLK,1KM","szt.",0.0,"SIEMON",null,null,null,19963.32]
["9F6D4-72D1.00","CBL,72F,LSYS,MM,OM1,OSP,LT,GEL,NO ARM,MDPE,BLK,1KM","CBL,72F,LSYS,MM,OM1,OSP,LT,GEL,NO ARM,MDPE,BLK,1KM","szt.",0.0,"SIEMON",null,null,null,19722.48]
["9GG5L072G-T306M","CBL,72F,XGLO,MM,OM3,I/O,LT,GEL,NO ARM,LSOH1,BLU,MT","CBL,72F,XGLO,MM,OM3,I/O,LT,GEL,NO ARM,LSOH1,BLU,MT","m",0.0,"SIEMON",null,null,null,22.56]
["9GG5H072G-T301M","CBL,72F,XGLO,MM,OM3,I/O,LT,GEL,NO ARM,LSOH3C,BLK,M","CBL,72F,XGLO,MM,OM3,I/O,LT,GEL,NO ARM,LSOH3C,BLK,MT","m",0.0,"SIEMON",null,null,null,34.46]
["9GD5H072G-T301M","CBL,72F,XGLO,MM,OM3,I/O,TB,DWB,NO ARM,LSOH3C,BLK,M","CBL,72F,XGLO,MM,OM3,I/O,TB,DWB,NO ARM,LSOH3C,BLK,MT","m",0.0,"SIEMON",null,null,null,42.86]
["9F5LB3-72D1.00","CBL,72F,XGLO,MM,OM3,IN,TB,NO ARM,LSOH3C,AQA,1KM","CBL,72F,XGLO,MM,OM3,IN,TB,NO ARM,LSOH3C,AQA,1KM","szt.",0.0,"SIEMON",null,null,null,47134.32]
["9F5LB2-72D1.00","CBL,72F,XGLO,MM,OM3,IN,TB,NO ARM,OFNP,AQA,1KM","CBL,72F,XGLO,MM,OM3,IN,TB,NO ARM,OFNP,AQA,1KM","szt.",0.0,"SIEMON",null,null,null,48132.92]
["9F5LB1-72D1.00","CBL,72F,XGLO,MM,OM3,IN,TB,NO ARM,OFNR,AQA,1KM","CBL,72F,XGLO,MM,OM3,IN,TB,NO ARM,OFNR,AQA,1KM","szt.",0.0,"SIEMON",null,null,null,42150.48]
["9F5LE4-72D1.00","CBL,72F,XGLO,MM,OM3,OSP,LT,GEL,ARM,MDPE,BLK,1KM","CBL,72F,XGLO,MM,OM3,OSP,LT,GEL,ARM,MDPE,BLK,1KM","szt.",0.0,"SIEMON",null,null,null,38567.66]
["9F5LD4-72D1.00","CBL,72F,XGLO,MM,OM3,OSP,LT,GEL,NO ARM,MDPE,BLK,1KM","CBL,72F,XGLO,MM,OM3,OSP,LT,GEL,NO ARM,MDPE,BLK,1KM","szt.",0.0,"SIEMON",null,null,null,38366.3]
["9GG5L072G-T506M","CBL,72F,XGLO,MM,OM4,I/O,LT,GEL,NO ARM,LSOH1,BLU,MT","CBL,72F,XGLO,MM,OM4,I/O,LT,GEL,NO ARM,LSOH1,BLU,MT","m",0.0,"SIEMON",null,null,null,33.72]
["9GG5H072G-T501M","CBL,72F,XGLO,MM,OM4,I/O,LT,GEL,NO ARM,LSOH3C,BLK,M","CBL,72F,XGLO,MM,OM4,I/O,LT,GEL,NO ARM,LSOH3C,BLK,MT","m",0.0,"SIEMON",null,null,null,40.84]
["9GD5H072G-T501M","CBL,72F,XGLO,MM,OM4,I/O,TB,DWB,NO ARM,LSOH3C,BLK,M","CBL,72F,XGLO,MM,OM4,I/O,TB,DWB,NO ARM,LSOH3C,BLK,MT","m",0.0,"SIEMON",null,null,null,47.54]
["9F5VB3-72D1.00","CBL,72F,XGLO,MM,OM4,IN,TB,NO ARM,LSOH3C,AQA,1KM","CBL,72F,XGLO,MM,OM4,IN,TB,NO ARM,LSOH3C,AQA,1KM","szt.",0.0,"SIEMON",null,null,null,47174.66]
["9F5VB2-72D1.00","CBL,72F,XGLO,MM,OM4,IN,TB,NO ARM,OFNP,AQA,1KM","CBL,72F,XGLO,MM,OM4,IN,TB,NO ARM,OFNP,AQA,1KM","szt.",0.0,"SIEMON",null,null,null,53610.18]
["9F5VB1-72D1.00","CBL,72F,XGLO,MM,OM4,IN,TB,NO ARM,OFNR,AQA,1KM","CBL,72F,XGLO,MM,OM4,IN,TB,NO ARM,OFNR,AQA,1KM","szt.",0.0,"SIEMON",null,null,null,46573.76]
["9F5VE4-72D1.00","CBL,72F,XGLO,MM,OM4,OSP,LT,GEL,ARM,MDPE,BLK,1KM","CBL,72F,XGLO,MM,OM4,OSP,LT,GEL,ARM,MDPE,BLK,1KM","szt.",0.0,"SIEMON",null,null,null,41646.04]
["9F5VD4-72D1.00","CBL,72F,XGLO,MM,OM4,OSP,LT,GEL,NO ARM,MDPE,BLK,1KM","CBL,72F,XGLO,MM,OM4,OSP,LT,GEL,NO ARM,MDPE,BLK,1KM","szt.",0.0,"SIEMON",null,null,null,41308.72]
["9GG8L072G-E206M","CBL,72F,XGLO,SM,OS1/OS2,I/O,LT,GEL,NO ARM,LSOH1,BL","CBL,72F,XGLO,SM,OS1/OS2,I/O,LT,GEL,NO ARM,LSOH1,BLU,MT","m",0.0,"SIEMON",null,null,null,5.38]
["9GG8H072G-E201M","CBL,72F,XGLO,SM,OS1/OS2,I/O,LT,GEL,NO ARM,LSOH3C,B","CBL,72F,XGLO,SM,OS1/OS2,I/O,LT,GEL,NO ARM,LSOH3C,BLK,MT","m",0.0,"SIEMON",null,null,null,8.74]
["9GG8C072G-E206M","CBL,72F,XGLO,SM,OS1/OS2,I/O,LT,GEL,NO ARM,LSOHFR,B","CBL,72F,XGLO,SM,OS1/OS2,I/O,LT,GEL,NO ARM,LSOHFR,BLU,MT","m",0.0,"SIEMON",null,null,null,8.14]
["9GD8H072G-E201M","CBL,72F,XGLO,SM,OS1/OS2,I/O,TB,DWB,NO ARM,LSOH3C,B","CBL,72F,XGLO,SM,OS1/OS2,I/O,TB,DWB,NO ARM,LSOH3C,BLK,MT","m",0.0,"SIEMON",null,null,null,17.48]
["9F8LB3-72D1.00","CBL,72F,XGLO,SM,OS1/OS2,IN,TB,NO ARM,LSOH3C,YEL,1K","CBL,72F,XGLO,SM,OS1/OS2,IN,TB,NO ARM,LSOH3C,YEL,1KM","szt.",0.0,"SIEMON",null,null,null,19714.3]
["9F8LB2-72D1.00","CBL,72F,XGLO,SM,OS1/OS2,IN,TB,NO ARM,OFNP,YEL,1KM","CBL,72F,XGLO,SM,OS1/OS2,IN,TB,NO ARM,OFNP,YEL,1KM","szt.",0.0,"SIEMON",null,null,null,20872.06]
["9F8LB1-72D1.00","CBL,72F,XGLO,SM,OS1/OS2,IN,TB,NO ARM,OFNR,YEL,1KM","CBL,72F,XGLO,SM,OS1/OS2,IN,TB,NO ARM,OFNR,YEL,1KM","szt.",0.0,"SIEMON",null,null,null,13932.4]
["9F8LE4-72D1.00","CBL,72F,XGLO,SM,OS1/OS2,OSP,LT,GEL,ARM,MDPE,BLK,1K","CBL,72F,XGLO,SM,OS1/OS2,OSP,LT,GEL,ARM,MDPE,BLK,1KM","szt.",0.0,"SIEMON",null,null,null,7587.32]
["9F8LD4-72D1.00","CBL,72F,XGLO,SM,OS1/OS2,OSP,LT,GEL,NO ARM,MDPE,BLK","CBL,72F,XGLO,SM,OS1/OS2,OSP,LT,GEL,NO ARM,MDPE,BLK,1KM","szt.",0.0,"SIEMON",null,null,null,7237.62]
["9GG6L008E-G106M","CBL,8F,LSYS,MM,OM1,I/O,LT,GEL,NO ARM,LSOH1,BLU,MT","CBL,8F,LSYS,MM,OM1,I/O,LT,GEL,NO ARM,LSOH1,BLU,MT","m",0.0,"SIEMON",null,null,null,2.4]
["9GG6H008E-G101M","CBL,8F,LSYS,MM,OM1,I/O,LT,GEL,NO ARM,LSOH3C,BLK,MT","CBL,8F,LSYS,MM,OM1,I/O,LT,GEL,NO ARM,LSOH3C,BLK,MT","m",0.0,"SIEMON",null,null,null,2.78]
["9GG6D008E-G106M","CBL,8F,LSYS,MM,OM1,I/O,LT,GEL,NO ARM,LSOH3C,BLU,MT","CBL,8F,LSYS,MM,OM1,I/O,LT,GEL,NO ARM,LSOH3C,BLU,MT","m",0.0,"SIEMON",null,null,null,3.46]
["9GG6C008E-G106M","CBL,8F,LSYS,MM,OM1,I/O,LT,GEL,NO ARM,LSOHFR,BLU,MT","CBL,8F,LSYS,MM,OM1,I/O,LT,GEL,NO ARM,LSOHFR,BLU,MT","m",0.0,"SIEMON",null,null,null,5.7]
["9GD6L008E-G106M","CBL,8F,LSYS,MM,OM1,I/O,TB,DWB,NO ARM,LSOH1,BLU,MT","CBL,8F,LSYS,MM,OM1,I/O,TB,DWB,NO ARM,LSOH1,BLU,MT","m",0.0,"SIEMON",null,null,null,2.68]
["9GD6H008E-G101M","CBL,8F,LSYS,MM,OM1,I/O,TB,DWB,NO ARM,LSOH3C,BLK,MT","CBL,8F,LSYS,MM,OM1,I/O,TB,DWB,NO ARM,LSOH3C,BLK,MT","m",0.0,"SIEMON",null,null,null,3.46]
["9GD6D008E-G106M","CBL,8F,LSYS,MM,OM1,I/O,TB,DWB,NO ARM,LSOH3C,BLU,MT","CBL,8F,LSYS,MM,OM1,I/O,TB,DWB,NO ARM,LSOH3C,BLU,MT","m",0.0,"SIEMON",null,null,null,3.34]
["9GD6B2008EG106M","CBL,8F,LSYS,MM,OM1,I/O,TB,DWB,NO ARM,LSOHFR,BLU,MT","CBL,8F,LSYS,MM,OM1,I/O,TB,DWB,NO ARM,LSOHFR,BLU,MT","m",0.0,"SIEMON",null,null,null,4.46]
["9GD6C008E-G106M","CBL,8F,LSYS,MM,OM1,I/O,TB,DWB,NO ARM,LSOHFR,BLU,MT","CBL,8F,LSYS,MM,OM1,I/O,TB,DWB,NO ARM,LSOHFR,BLU,MT","m",0.0,"SIEMON",null,null,null,3.84]
["9F6B3-8C1.00","CBL,8F,LSYS,MM,OM1,IN,TB,NO ARM,LSOH3C,ORG,1KM","CBL,8F,LSYS,MM,OM1,IN,TB,NO ARM,LSOH3C,ORG,1KM","szt.",0.0,"SIEMON",null,null,null,3143.48]
["9F6B2-8C1.00","CBL,8F,LSYS,MM,OM1,IN,TB,NO ARM,OFNP,ORG,1KM","CBL,8F,LSYS,MM,OM1,IN,TB,NO ARM,OFNP,ORG,1KM","szt.",0.0,"SIEMON",null,null,null,3195.1]
["9F6B1-8C1.00","CBL,8F,LSYS,MM,OM1,IN,TB,NO ARM,OFNR,ORG,1KM","CBL,8F,LSYS,MM,OM1,IN,TB,NO ARM,OFNR,ORG,1KM","szt.",0.0,"SIEMON",null,null,null,2797.92]
["9F6E4-8C1.00","CBL,8F,LSYS,MM,OM1,OSP,LT,GEL,ARM,MDPE,BLK,1KM","CBL,8F,LSYS,MM,OM1,OSP,LT,GEL,ARM,MDPE,BLK,1KM","szt.",0.0,"SIEMON",null,null,null,3675.62]
["9F6D4-8C1.00","CBL,8F,LSYS,MM,OM1,OSP,LT,GEL,NO ARM,MDPE,BLK,1KM","CBL,8F,LSYS,MM,OM1,OSP,LT,GEL,NO ARM,MDPE,BLK,1KM","szt.",0.0,"SIEMON",null,null,null,3216.36]
["9GG5L008E-T306M","CBL,8F,XGLO,MM,OM3,I/O,LT,GEL,NO ARM,LSOH1,BLU,MT","CBL,8F,XGLO,MM,OM3,I/O,LT,GEL,NO ARM,LSOH1,BLU,MT","m",0.0,"SIEMON",null,null,null,3.46]
["9GG5H008E-T3011","CBL,8F,XGLO,MM,OM3,I/O,LT,GEL,NO ARM,LSOH3C,BLK,10","CBL,8F,XGLO,MM,OM3,I/O,LT,GEL,NO ARM,LSOH3C,BLK,1000M","szt.",0.0,"SIEMON",null,null,null,4299.12]
["9GG5H008E-T3015","CBL,8F,XGLO,MM,OM3,I/O,LT,GEL,NO ARM,LSOH3C,BLK,50","CBL,8F,XGLO,MM,OM3,I/O,LT,GEL,NO ARM,LSOH3C,BLK,500M","szt.",0.0,"SIEMON",null,null,null,2149.58]
["9GG5H008E-T301M","CBL,8F,XGLO,MM,OM3,I/O,LT,GEL,NO ARM,LSOH3C,BLK,MT","CBL,8F,XGLO,MM,OM3,I/O,LT,GEL,NO ARM,LSOH3C,BLK,MT","m",0.0,"SIEMON",null,null,null,4.3]
["9GG5D008E-T306M","CBL,8F,XGLO,MM,OM3,I/O,LT,GEL,NO ARM,LSOH3C,BLU,MT","CBL,8F,XGLO,MM,OM3,I/O,LT,GEL,NO ARM,LSOH3C,BLU,MT","m",0.0,"SIEMON",null,null,null,4.14]
["9GD5L008E-T306M","CBL,8F,XGLO,MM,OM3,I/O,TB,DWB,NO ARM,LSOH1,BLU,MT","CBL,8F,XGLO,MM,OM3,I/O,TB,DWB,NO ARM,LSOH1,BLU,MT","m",0.0,"SIEMON",null,null,null,3.68]
["9GD5H008E-T3011","CBL,8F,XGLO,MM,OM3,I/O,TB,DWB,NO ARM,LSOH3C,BLK,10","CBL,8F,XGLO,MM,OM3,I/O,TB,DWB,NO ARM,LSOH3C,BLK,1000M","szt.",0.0,"SIEMON",null,null,null,4775.12]
["9GD5H008E-T3015","CBL,8F,XGLO,MM,OM3,I/O,TB,DWB,NO ARM,LSOH3C,BLK,50","CBL,8F,XGLO,MM,OM3,I/O,TB,DWB,NO ARM,LSOH3C,BLK,500M","szt.",0.0,"SIEMON",null,null,null,2387.54]
["9GD5H008E-T301M","CBL,8F,XGLO,MM,OM3,I/O,TB,DWB,NO ARM,LSOH3C,BLK,MT","CBL,8F,XGLO,MM,OM3,I/O,TB,DWB,NO ARM,LSOH3C,BLK,MT","m",0.0,"SIEMON",null,null,null,4.78]
["9GD5D008E-T306M","CBL,8F,XGLO,MM,OM3,I/O,TB,DWB,NO ARM,LSOH3C,BLU,MT","CBL,8F,XGLO,MM,OM3,I/O,TB,DWB,NO ARM,LSOH3C,BLU,MT","m",0.0,"SIEMON",null,null,null,4.3]
["9GD5B2008ET306M","CBL,8F,XGLO,MM,OM3,I/O,TB,DWB,NO ARM,LSOHFR,BLU,MT","CBL,8F,XGLO,MM,OM3,I/O,TB,DWB,NO ARM,LSOHFR,BLU,MT","m",0.0,"SIEMON",null,null,null,5.28]
["9GD5C008E-T306M","CBL,8F,XGLO,MM,OM3,I/O,TB,DWB,NO ARM,LSOHFR,BLU,MT","CBL,8F,XGLO,MM,OM3,I/O,TB,DWB,NO ARM,LSOHFR,BLU,MT","m",0.0,"SIEMON",null,null,null,4.5]
["9F5LB3-8C1.00","CBL,8F,XGLO,MM,OM3,IN,TB,NO ARM,LSOH3C,AQA,1KM","CBL,8F,XGLO,MM,OM3,IN,TB,NO ARM,LSOH3C,AQA,1KM","szt.",0.0,"SIEMON",null,null,null,5005.38]
["9F5LB2-8C1.00","CBL,8F,XGLO,MM,OM3,IN,TB,NO ARM,OFNP,AQA,1KM","CBL,8F,XGLO,MM,OM3,IN,TB,NO ARM,OFNP,AQA,1KM","szt.",0.0,"SIEMON",null,null,null,5058.78]
["9F5LB1-8C1.00","CBL,8F,XGLO,MM,OM3,IN,TB,NO ARM,OFNR,AQA,1KM","CBL,8F,XGLO,MM,OM3,IN,TB,NO ARM,OFNR,AQA,1KM","szt.",0.0,"SIEMON",null,null,null,4647.88]
["9F5LE4-8C1.00","CBL,8F,XGLO,MM,OM3,OSP,LT,GEL,ARM,MDPE,BLK,1KM","CBL,8F,XGLO,MM,OM3,OSP,LT,GEL,ARM,MDPE,BLK,1KM","szt.",0.0,"SIEMON",null,null,null,5841.88]
["9F5LD4-8C1.00","CBL,8F,XGLO,MM,OM3,OSP,LT,GEL,NO ARM,MDPE,BLK,1KM","CBL,8F,XGLO,MM,OM3,OSP,LT,GEL,NO ARM,MDPE,BLK,1KM","szt.",0.0,"SIEMON",null,null,null,5340.84]
["9GG5L008E-T506M","CBL,8F,XGLO,MM,OM4,I/O,LT,GEL,NO ARM,LSOH1,BLU,MT","CBL,8F,XGLO,MM,OM4,I/O,LT,GEL,NO ARM,LSOH1,BLU,MT","m",0.0,"SIEMON",null,null,null,4.62]
["9GG5H008E-T501M","CBL,8F,XGLO,MM,OM4,I/O,LT,GEL,NO ARM,LSOH3C,BLK,MT","CBL,8F,XGLO,MM,OM4,I/O,LT,GEL,NO ARM,LSOH3C,BLK,MT","m",0.0,"SIEMON",null,null,null,5.36]
["9GG5D008E-T506M","CBL,8F,XGLO,MM,OM4,I/O,LT,GEL,NO ARM,LSOH3C,BLU,MT","CBL,8F,XGLO,MM,OM4,I/O,LT,GEL,NO ARM,LSOH3C,BLU,MT","m",0.0,"SIEMON",null,null,null,6.08]
["9GG5D008E-T516M","CBL,8F,XGLO,MM,OM4,I/O,LT,GEL,NO ARM,LSOH3C,EV,MT","CBL,8F,XGLO,MM,OM4,I/O,LT,GEL,NO ARM,LSOH3C,EV,MT","m",0.0,"SIEMON",null,null,null,6.08]
["9GD5L008E-T506M","CBL,8F,XGLO,MM,OM4,I/O,TB,DWB,NO ARM,LSOH1,BLU,MT","CBL,8F,XGLO,MM,OM4,I/O,TB,DWB,NO ARM,LSOH1,BLU,MT","m",0.0,"SIEMON",null,null,null,4.64]
["9GD5H008E-T501M","CBL,8F,XGLO,MM,OM4,I/O,TB,DWB,NO ARM,LSOH3C,BLK,MT","CBL,8F,XGLO,MM,OM4,I/O,TB,DWB,NO ARM,LSOH3C,BLK,MT","m",0.0,"SIEMON",null,null,null,5.38]
["9GD5D008E-T506M","CBL,8F,XGLO,MM,OM4,I/O,TB,DWB,NO ARM,LSOH3C,BLU,MT","CBL,8F,XGLO,MM,OM4,I/O,TB,DWB,NO ARM,LSOH3C,BLU,MT","m",0.0,"SIEMON",null,null,null,6.6]
["9GD5D008E-T516M","CBL,8F,XGLO,MM,OM4,I/O,TB,DWB,NO ARM,LSOH3C,EV,MT","CBL,8F,XGLO,MM,OM4,I/O,TB,DWB,NO ARM,LSOH3C,EV,MT","m",0.0,"SIEMON",null,null,null,6.6]
["9GD5B2008ET506M","CBL,8F,XGLO,MM,OM4,I/O,TB,DWB,NO ARM,LSOHFR,BLU,MT","CBL,8F,XGLO,MM,OM4,I/O,TB,DWB,NO ARM,LSOHFR,BLU,MT","m",0.0,"SIEMON",null,null,null,8.14]
["9GD5C008E-T506M","CBL,8F,XGLO,MM,OM4,I/O,TB,DWB,NO ARM,LSOHFR,BLU,MT","CBL,8F,XGLO,MM,OM4,I/O,TB,DWB,NO ARM,LSOHFR,BLU,MT","m",0.0,"SIEMON",null,null,null,6.86]
["9F5VB3-8C1.00","CBL,8F,XGLO,MM,OM4,IN,TB,NO ARM,LSOH3C,AQA,1KM","CBL,8F,XGLO,MM,OM4,IN,TB,NO ARM,LSOH3C,AQA,1KM","szt.",0.0,"SIEMON",null,null,null,5086.1]
["9F5VB2-8C1.00","CBL,8F,XGLO,MM,OM4,IN,TB,NO ARM,OFNP,AQA,1KM","CBL,8F,XGLO,MM,OM4,IN,TB,NO ARM,OFNP,AQA,1KM","szt.",0.0,"SIEMON",null,null,null,5489.62]
["9F5VB1-8C1.00","CBL,8F,XGLO,MM,OM4,IN,TB,NO ARM,OFNR,AQA,1KM","CBL,8F,XGLO,MM,OM4,IN,TB,NO ARM,OFNR,AQA,1KM","szt.",0.0,"SIEMON",null,null,null,5072.44]
["9F5VE4-8C1.50","CBL,8F,XGLO,MM,OM4,OSP,LT,GEL,ARM,MDPE,BLK,1.5KM","CBL,8F,XGLO,MM,OM4,OSP,LT,GEL,ARM,MDPE,BLK,1.5KM","szt.",0.0,"SIEMON",null,null,null,9404.9]
["9F5VE4-8C1.00","CBL,8F,XGLO,MM,OM4,OSP,LT,GEL,ARM,MDPE,BLK,1KM","CBL,8F,XGLO,MM,OM4,OSP,LT,GEL,ARM,MDPE,BLK,1KM","szt.",0.0,"SIEMON",null,null,null,6269.94]
["9F5VD4-8C1.00","CBL,8F,XGLO,MM,OM4,OSP,LT,GEL,NO ARM,MDPE,BLK,1KM","CBL,8F,XGLO,MM,OM4,OSP,LT,GEL,NO ARM,MDPE,BLK,1KM","szt.",0.0,"SIEMON",null,null,null,5706.02]
["9GG8L008E-E206M","CBL,8F,XGLO,SM,OS1/OS2,I/O,LT,GEL,NO ARM,LSOH1,BLU","CBL,8F,XGLO,SM,OS1/OS2,I/O,LT,GEL,NO ARM,LSOH1,BLU,MT","m",0.0,"SIEMON",null,null,null,1.5]
["9GG8D008E-E206M","CBL,8F,XGLO,SM,OS1/OS2,I/O,LT,GEL,NO ARM,LSOH3C,BL","CBL,8F,XGLO,SM,OS1/OS2,I/O,LT,GEL,NO ARM,LSOH3C,BLU,MT","m",0.0,"SIEMON",null,null,null,1.82]
["9GG8H008E-E2011","CBL,8F,XGLO,SM,OS1/OS2,I/O,LT,GEL,NO ARM,LSOH3C,BL","CBL,8F,XGLO,SM,OS1/OS2,I/O,LT,GEL,NO ARM,LSOH3C,BLK,1000M","szt.",0.0,"SIEMON",null,null,null,1833.64]
["9GG8H008E-E2015","CBL,8F,XGLO,SM,OS1/OS2,I/O,LT,GEL,NO ARM,LSOH3C,BL","CBL,8F,XGLO,SM,OS1/OS2,I/O,LT,GEL,NO ARM,LSOH3C,BLK,500M","szt.",0.0,"SIEMON",null,null,null,916.8]
["9GG8H008E-E201M","CBL,8F,XGLO,SM,OS1/OS2,I/O,LT,GEL,NO ARM,LSOH3C,BL","CBL,8F,XGLO,SM,OS1/OS2,I/O,LT,GEL,NO ARM,LSOH3C,BLK,MT","m",0.0,"SIEMON",null,null,null,1.84]
["9GG8C008E-E206M","CBL,8F,XGLO,SM,OS1/OS2,I/O,LT,GEL,NO ARM,LSOHFR,BL","CBL,8F,XGLO,SM,OS1/OS2,I/O,LT,GEL,NO ARM,LSOHFR,BLU,MT","m",0.0,"SIEMON",null,null,null,4.18]
["9GD8L008E-E206M","CBL,8F,XGLO,SM,OS1/OS2,I/O,TB,DWB,NO ARM,LSOH1,BLU","CBL,8F,XGLO,SM,OS1/OS2,I/O,TB,DWB,NO ARM,LSOH1,BLU,MT","m",0.0,"SIEMON",null,null,null,1.66]
["9GD8D008E-E206M","CBL,8F,XGLO,SM,OS1/OS2,I/O,TB,DWB,NO ARM,LSOH3C,BL","CBL,8F,XGLO,SM,OS1/OS2,I/O,TB,DWB,NO ARM,LSOH3C,BLU,MT","m",0.0,"SIEMON",null,null,null,1.88]
["9GD8H008E-E201M","CBL,8F,XGLO,SM,OS1/OS2,I/O,TB,DWB,NO ARM,LSOH3C,BL","CBL,8F,XGLO,SM,OS1/OS2,I/O,TB,DWB,NO ARM,LSOH3C,BLK,MT","m",0.0,"SIEMON",null,null,null,2.86]
["9GD8B2008EE206M","CBL,8F,XGLO,SM,OS1/OS2,I/O,TB,DWB,NO ARM,LSOHFR,BL","CBL,8F,XGLO,SM,OS1/OS2,I/O,TB,DWB,NO ARM,LSOHFR,BLU,MT","m",0.0,"SIEMON",null,null,null,2.94]
["9GD8C008E-E206M","CBL,8F,XGLO,SM,OS1/OS2,I/O,TB,DWB,NO ARM,LSOHFR,BL","CBL,8F,XGLO,SM,OS1/OS2,I/O,TB,DWB,NO ARM,LSOHFR,BLU,MT","m",0.0,"SIEMON",null,null,null,2.18]
["9F8LB3-8C1.00","CBL,8F,XGLO,SM,OS1/OS2,IN,TB,NO ARM,LSOH3C,YEL,1KM","CBL,8F,XGLO,SM,OS1/OS2,IN,TB,NO ARM,LSOH3C,YEL,1KM","szt.",0.0,"SIEMON",null,null,null,1969.58]
["9F8LB2-8C1.00","CBL,8F,XGLO,SM,OS1/OS2,IN,TB,NO ARM,OFNP,YEL,1KM","CBL,8F,XGLO,SM,OS1/OS2,IN,TB,NO ARM,OFNP,YEL,1KM","szt.",0.0,"SIEMON",null,null,null,2031.5]
["9F8LB1-8C1.00","CBL,8F,XGLO,SM,OS1/OS2,IN,TB,NO ARM,OFNR,YEL,1KM","CBL,8F,XGLO,SM,OS1/OS2,IN,TB,NO ARM,OFNR,YEL,1KM","szt.",0.0,"SIEMON",null,null,null,1554.88]
["9F8LE4-8C1.00","CBL,8F,XGLO,SM,OS1/OS2,OSP,LT,GEL,ARM,MDPE,BLK,1KM","CBL,8F,XGLO,SM,OS1/OS2,OSP,LT,GEL,ARM,MDPE,BLK,1KM","szt.",0.0,"SIEMON",null,null,null,2624.44]
["9F8LD4-8C1.00","CBL,8F,XGLO,SM,OS1/OS2,OSP,LT,GEL,NO ARM,MDPE,BLK,","CBL,8F,XGLO,SM,OS1/OS2,OSP,LT,GEL,NO ARM,MDPE,BLK,1KM","szt.",0.0,"SIEMON",null,null,null,2073.28]
["9GG6L096G-G106M","CBL,96F,LSYS,MM,OM1,I/O,LT,GEL,NO ARM,LSOH1,BLU,MT","CBL,96F,LSYS,MM,OM1,I/O,LT,GEL,NO ARM,LSOH1,BLU,MT","m",0.0,"SIEMON",null,null,null,20.28]
["9GG6H096G-G101M","CBL,96F,LSYS,MM,OM1,I/O,LT,GEL,NO ARM,LSOH3C,BLK,M","CBL,96F,LSYS,MM,OM1,I/O,LT,GEL,NO ARM,LSOH3C,BLK,MT","m",0.0,"SIEMON",null,null,null,26.86]
["9GG6C096G-G106M","CBL,96F,LSYS,MM,OM1,I/O,LT,GEL,NO ARM,LSOHFR,BLU,M","CBL,96F,LSYS,MM,OM1,I/O,LT,GEL,NO ARM,LSOHFR,BLU,MT","m",0.0,"SIEMON",null,null,null,33.06]
["9F6D4-96D1.00","CBL,96F,LSYS,MM,OM1,OSP,LT,GEL,NO ARM,MDPE,BLK,1KM","CBL,96F,LSYS,MM,OM1,OSP,LT,GEL,NO ARM,MDPE,BLK,1KM","szt.",0.0,"SIEMON",null,null,null,26031.24]
["9F6E4-96D1.00","CBL,96F,LSYS,MM,OS1/OS2,OSP,LT,GEL,ARM,MDPE,BLK,1K","CBL,96F,LSYS,MM,OS1/OS2,OSP,LT,GEL,ARM,MDPE,BLK,1KM","szt.",0.0,"SIEMON",null,null,null,26243.62]
["9GG5L096G-T306M","CBL,96F,XGLO,MM,OM3,I/O,LT,GEL,NO ARM,LSOH1,BLU,MT","CBL,96F,XGLO,MM,OM3,I/O,LT,GEL,NO ARM,LSOH1,BLU,MT","m",0.0,"SIEMON",null,null,null,29.74]
["9GG5H096G-T301M","CBL,96F,XGLO,MM,OM3,I/O,LT,GEL,NO ARM,LSOH3C,BLK,M","CBL,96F,XGLO,MM,OM3,I/O,LT,GEL,NO ARM,LSOH3C,BLK,MT","m",0.0,"SIEMON",null,null,null,45.46]
["9F5LE4-96D1.00","CBL,96F,XGLO,MM,OM3,OSP,LT,GEL,ARM,MDPE,BLK,1KM","CBL,96F,XGLO,MM,OM3,OSP,LT,GEL,ARM,MDPE,BLK,1KM","szt.",0.0,"SIEMON",null,null,null,52688.98]
["9F5LD4-96D1.00","CBL,96F,XGLO,MM,OM3,OSP,LT,GEL,NO ARM,MDPE,BLK,1KM","CBL,96F,XGLO,MM,OM3,OSP,LT,GEL,NO ARM,MDPE,BLK,1KM","szt.",0.0,"SIEMON",null,null,null,49490.46]
["9GG5L096G-T506M","CBL,96F,XGLO,MM,OM4,I/O,LT,GEL,NO ARM,LSOH1,BLU,MT","CBL,96F,XGLO,MM,OM4,I/O,LT,GEL,NO ARM,LSOH1,BLU,MT","m",0.0,"SIEMON",null,null,null,44.68]
["9GG5H096G-T501M","CBL,96F,XGLO,MM,OM4,I/O,LT,GEL,NO ARM,LSOH3C,BLK,M","CBL,96F,XGLO,MM,OM4,I/O,LT,GEL,NO ARM,LSOH3C,BLK,MT","m",0.0,"SIEMON",null,null,null,54.5]
["9F5VE4-96D1.00","CBL,96F,XGLO,MM,OM4,OSP,LT,GEL,ARM,MDPE,BLK,1KM","CBL,96F,XGLO,MM,OM4,OSP,LT,GEL,ARM,MDPE,BLK,1KM","szt.",0.0,"SIEMON",null,null,null,55625.1]
["9F5VD4-96D1.00","CBL,96F,XGLO,MM,OM4,OSP,LT,GEL,NO ARM,MDPE,BLK,1KM","CBL,96F,XGLO,MM,OM4,OSP,LT,GEL,NO ARM,MDPE,BLK,1KM","szt.",0.0,"SIEMON",null,null,null,55265.86]
["9GG8L096G-E206M","CBL,96F,XGLO,SM,OS1/OS2,I/O,LT,GEL,NO ARM,LSOH1,BL","CBL,96F,XGLO,SM,OS1/OS2,I/O,LT,GEL,NO ARM,LSOH1,BLU,MT","m",0.0,"SIEMON",null,null,null,7.0]
["9GG8H096G-E201M","CBL,96F,XGLO,SM,OS1/OS2,I/O,LT,GEL,NO ARM,LSOH3C,B","CBL,96F,XGLO,SM,OS1/OS2,I/O,LT,GEL,NO ARM,LSOH3C,BLK,MT","m",0.0,"SIEMON",null,null,null,11.12]
["9GG8C096G-E206M","CBL,96F,XGLO,SM,OS1/OS2,I/O,LT,GEL,NO ARM,LSOHFR,B","CBL,96F,XGLO,SM,OS1/OS2,I/O,LT,GEL,NO ARM,LSOHFR,BLU,MT","m",0.0,"SIEMON",null,null,null,11.12]
["9F8LE4-96D1.00","CBL,96F,XGLO,SM,OS1/OS2,OSP,LT,GEL,ARM,MDPE,BLK,1K","CBL,96F,XGLO,SM,OS1/OS2,OSP,LT,GEL,ARM,MDPE,BLK,1KM","szt.",0.0,"SIEMON",null,null,null,9778.38]
["9F8LD4-96D1.00","CBL,96F,XGLO,SM,OS1/OS2,OSP,LT,GEL,NO ARM,MDPE,BLK","CBL,96F,XGLO,SM,OS1/OS2,OSP,LT,GEL,NO ARM,MDPE,BLK,1KM","szt.",0.0,"SIEMON",null,null,null,9460.34]
["9C5M4-E2","CBL,CPR,CAT5E,E2,4-PR,SLD,UTP,CM,GRY,RLX,305M,24AW","CBL,CPR,CAT5E,E2,4-PR,SLD,UTP,CM,GRY,RLX,305M,24AWG","szt.",0.0,"SIEMON",null,null,null,156.18]
["9C5L4-E2-5CR","CBL,CPR,CAT5E,E2,4-PR,SLD,UTP,LSOH-1/3-22,VLT,RL,5","CBL,CPR,CAT5E,E2,4-PR,SLD,UTP,LSOH-1/3-22,VLT,RL,500M,24AWG","szt.",0.0,"SIEMON",null,null,null,285.18]
["9C5L4-E2","CBL,CPR,CAT5E,E2,4-PR,SLD,UTP,LSOH-1/3-22,VLT,RLX,","CBL,CPR,CAT5E,E2,4-PR,SLD,UTP,LSOH-1/3-22,VLT,RLX,305M,24AWG","szt.",0.0,"SIEMON",null,null,null,174.9]
["9C6M4-E2-5CR","CBL,CPR,CAT6,E2,4-PR,SLD,UTP,CM,GRY,RL,500M,24AWG","CBL,CPR,CAT6,E2,4-PR,SLD,UTP,CM,GRY,RL,500M,24AWG","szt.",0.0,"SIEMON",null,null,null,317.24]
["9C6M4-E2-RXA","CBL,CPR,CAT6,E2,4-PR,SLD,UTP,CM,GRY,RLX,305M,24AWG","CBL,CPR,CAT6,E2,4-PR,SLD,UTP,CM,GRY,RLX,305M,24AWG","szt.",0.0,"SIEMON",null,null,null,192.38]
["9C6L4-E2-RXA","CBL,CPR,CAT6,E2,4-PR,SLD,UTP,LSOH-3A,VLT,RLX,305M,","CBL,CPR,CAT6,E2,4-PR,SLD,UTP,LSOH-3A,VLT,RLX,305M,24AWG","szt.",0.0,"SIEMON",null,null,null,211.52]
["9C6M4-E3-RXA","CBL,CPR,CAT6,E3,4-PR,SLD,UTP,CM,GRY,RLX,305M,SYSTM","CBL,CPR,CAT6,E3,4-PR,SLD,UTP,CM,GRY,RLX,305M,SYSTM,23AWG","szt.",0.0,"SIEMON",null,null,null,211.62]
["9C6B24-E3-08R1A","CBL,CPR,CAT6,E3,4-PR,SLD,UTP,LSOH-1,VLT,RL,305M,SY","CBL,CPR,CAT6,E3,4-PR,SLD,UTP,LSOH-1,VLT,RL,305M,SYSTM,23AWG","szt.",0.0,"SIEMON",null,null,null,314.82]
["9C6B24-E3-085CR","CBL,CPR,CAT6,E3,4-PR,SLD,UTP,LSOH-1,VLT,RL,500M,SY","CBL,CPR,CAT6,E3,4-PR,SLD,UTP,LSOH-1,VLT,RL,500M,SYSTM,23AWG","szt.",0.0,"SIEMON",null,null,null,539.7]
["9C6L4-E3-5CR","CBL,CPR,CAT6,E3,4-PR,SLD,UTP,LSOH-1,VLT,RL,500M,SY","CBL,CPR,CAT6,E3,4-PR,SLD,UTP,LSOH-1,VLT,RL,500M,SYSTM,23AWG","szt.",0.0,"SIEMON",null,null,null,386.24]
["9C6L4-E3-RXA","CBL,CPR,CAT6,E3,4-PR,SLD,UTP,LSOH-1,VLT,RLX,305M,S","CBL,CPR,CAT6,E3,4-PR,SLD,UTP,LSOH-1,VLT,RLX,305M,SYSTM,23AWG","szt.",0.0,"SIEMON",null,null,null,232.72]
["9C6L4-E3-RXA-1","CBL,CPR,CAT6,E3,4-PR,SLD,UTP,LSOH-1,VLT,RLX,305M,S","CBL,CPR,CAT6,E3,4-PR,SLD,UTP,LSOH-1,VLT,RLX,305M,SYSTM,23AWG","box",0.0,"SIEMON",null,null,null,0.0]
["9C6J4-E3","CBL,CPR,CAT6,E3,4-PR,SLD,UTP,LSOH-3D,VLT,RIB,305M,","CBL,CPR,CAT6,E3,4-PR,SLD,UTP,LSOH-3D,VLT,RIB,305M,23AWG","szt.",0.0,"SIEMON",null,null,null,262.54]
["9N6L4-A5-08-R1A","CBL,CPR,CAT6A,A5,4-PR,SLD,F/FTP,LSOH-1,VLT,RL,305M","CBL,CPR,CAT6A,A5,4-PR,SLD,F/FTP,LSOH-1,VLT,RL,305M,23AWG","szt.",0.0,"SIEMON",null,null,null,329.72]
["9N6J4-A5","CBL,CPR,CAT6A,A5,4-PR,SLD,F/FTP,LSOH-3D,VLT,RL,305","CBL,CPR,CAT6A,A5,4-PR,SLD,F/FTP,LSOH-3D,VLT,RL,305M,23AWG","szt.",0.0,"SIEMON",null,null,null,355.46]
["9N6J4-A5-5CR","CBL,CPR,CAT6A,A5,4-PR,SLD,F/FTP,LSOH-3D,VLT,RL,500","CBL,CPR,CAT6A,A5,4-PR,SLD,F/FTP,LSOH-3D,VLT,RL,500M,23AWG","szt.",0.0,"SIEMON",null,null,null,582.72]
["9A6M4-A5","CBL,CPR,CAT6A,A5,4-PR,SLD,F/UTP,CM,GRY,RL,305M,23A","CBL,CPR,CAT6A,A5,4-PR,SLD,F/UTP,CM,GRY,RL,305M,23AWG","szt.",0.0,"SIEMON",null,null,null,291.34]
["9A6L4-A5","CBL,CPR,CAT6A,A5,4-PR,SLD,F/UTP,LSOH-1/3-22,VLT,RL","CBL,CPR,CAT6A,A5,4-PR,SLD,F/UTP,LSOH-1/3-22,VLT,RL,305M,23AWG","szt.",0.0,"SIEMON",null,null,null,303.96]
["9A6L4-A5-5CR","CBL,CPR,CAT6A,A5,4-PR,SLD,F/UTP,LSOH-1/3-22,VLT,RL","CBL,CPR,CAT6A,A5,4-PR,SLD,F/UTP,LSOH-1/3-22,VLT,RL,500M,23AWG","szt.",0.0,"SIEMON",null,null,null,498.66]
["9A6O4-A5-01AR1A","CBL,CPR,CAT6A,A5,4-PR,SLD,F/UTP,OSP,BLK,RL,1000F,2","CBL,CPR,CAT6A,A5,4-PR,SLD,F/UTP,OSP,BLK,RL,1000F,23AWG,75C","szt.",0.0,"SIEMON",null,null,null,1413.76]
["9C6M4-A5-04-R1A","CBL,CPR,CAT6A,A5,4-PR,SLD,UTP,CM,GRY,RL,305M,23AWG","CBL,CPR,CAT6A,A5,4-PR,SLD,UTP,CM,GRY,RL,305M,23AWG","szt.",0.0,"SIEMON",null,null,null,350.46]
["9C6L4-A5","CBL,CPR,CAT6A,A5,4-PR,SLD,UTP,LSOH-1,VLT,RL,305M,2","CBL,CPR,CAT6A,A5,4-PR,SLD,UTP,LSOH-1,VLT,RL,305M,23AWG","szt.",0.0,"SIEMON",null,null,null,358.42]
["9T7L4-E6","CBL,CPR,CAT7,E6,4-PR,SLD,S/FTP,LSOH-1,VLT,RL,305M,","CBL,CPR,CAT7,E6,4-PR,SLD,S/FTP,LSOH-1,VLT,RL,305M,23AWG","szt.",0.0,"SIEMON",null,null,null,448.54]
["9T7L4-E6-5CR","CBL,CPR,CAT7,E6,4-PR,SLD,S/FTP,LSOH-1,VLT,RL,500M,","CBL,CPR,CAT7,E6,4-PR,SLD,S/FTP,LSOH-1,VLT,RL,500M,23AWG","szt.",0.0,"SIEMON",null,null,null,735.32]
["9T7L4-E10-1KR","CBL,CPR,CAT7A,E10,4-PR,SLD,S/FTP,LSOH-1,VLT,RL,1KM","CBL,CPR,CAT7A,E10,4-PR,SLD,S/FTP,LSOH-1,VLT,RL,1KM,23AWG","szt.",0.0,"SIEMON",null,null,null,1393.9]
["9T7L4-E10","CBL,CPR,CAT7A,E10,4-PR,SLD,S/FTP,LSOH-1,VLT,RL,305","CBL,CPR,CAT7A,E10,4-PR,SLD,S/FTP,LSOH-1,VLT,RL,305M,22AWG","szt.",0.0,"SIEMON",null,null,null,425.14]
["9T7L4-E12","CBL,CPR,CAT7A,E12,4-PR,SLD,S/FTP,LSOH-1,VLT,RL,305","CBL,CPR,CAT7A,E12,4-PR,SLD,S/FTP,LSOH-1,VLT,RL,305M,22AWG","szt.",0.0,"SIEMON",null,null,null,551.36]
["9C6L4-E3","CBL,Cu,CAT6,4PR,SLD,UTP,LS0H,250 MZ,VLT,RL,305M,IT","CBL,Cu,CAT6,4PR,SLD,UTP,LS0H,250 MZ,VLT,RL,305M,ITL ","szt.",0.0,"SIEMON",null,null,null,0.0]
["9T7L4-E6-1KR","CBL,Cu,CAT7,4PR,SLD,S-FTP,LS0H,VLT,RL,1KM,ITL","CBL,Cu,CAT7,4PR,SLD,S-FTP,LS0H,VLT,RL,1KM,ITL","szt.",0.0,"SIEMON",null,null,null,0.0]
["9T7L4-E10-1KR/M","CBL,Cu,CAT7A,4PR,SLD,S-FTP,LS0H,V LT,RL,1KM,ITL","CBL,Cu,CAT7A,4PR,SLD,S-FTP,LS0H,V LT,RL,1KM,ITL","m",0.0,"SIEMON",null,null,null,0.0]
["F9497","Chromowana klamka z podwójną wkładką","Chromowana klamka z podwójną wkładką","szt.",179.88,"TECNOSTEEL",null,null,null,0.0]
["F9496","Chromowana klamka z wkładką FIAT","Chromowana klamka z wkładką FIAT","szt.",179.88,"TECNOSTEEL",null,null,null,0.0]
["F9495","Chromowana klamka z wkładką o unikatowym nr klucza","Chromowana klamka z wkładką o unikatowym nr klucza","szt.",179.88,"TECNOSTEEL",null,null,null,0.0]
["F9498","Chromowana klamka z wkładką typu kwadrat","Chromowana klamka z wkładką typu kwadrat","szt.",179.88,"TECNOSTEEL",null,null,null,0.0]
["F9499","Chromowana klamka z wkładką typu trójkąt","Chromowana klamka z wkładką typu trójkąt","szt.",179.88,"TECNOSTEEL",null,null,null,0.0]
["F9530","Chromowany zamek do szaf z klamką i kluczami o nr ","Chromowany zamek do szaf z klamką i kluczami o nr 333","szt.",312.84,"TECNOSTEEL",null,null,null,0.0]
["202-116","CLEANING WIRE 1.25mm O/D:100mm LENGTH:PACK OF 5","CLEANING WIRE 1.25mm O/D:100mm LENGTH:PACK OF 5","szt.",0.0,"EXCEL",null,null,null,0.0]
["202-117","CLEANING WIRE 2mm O/D:145mm LENGTH:PACK OF 5","CLEANING WIRE 2mm O/D:145mm LENGTH:PACK OF 5","szt.",0.0,"EXCEL",null,null,null,0.0]
["735802-100","CLIDI Osłona miejsca cięcia listew RAL 9010 śnieżn","CLIDI Osłona miejsca cięcia listew RAL 9010 śnieżnobiały (2 - częściowa)","szt.",0.0,"Puszki podłogowe i koryta",null,null,null,0.0]
["CI-KIT","CLIP ON TOOL KIT","CLIP ON TOOL KIT","szt.",0.0,"SIEMON",null,null,null,295.24]
["CI-KIT2","CLIP ON TOOL KIT","CLIP ON TOOL KIT","szt.",0.0,"SIEMON",null,null,null,350.38]
["CI-POUCH","CLIP ON TOOL POUCH FOR CI-KIT","CLIP ON TOOL POUCH FOR CI-KIT","szt.",0.0,"SIEMON",null,null,null,35.92]
["CI-POUCH2","CLIP ON TOOL POUCH FOR CI-KIT2","CLIP ON TOOL POUCH FOR CI-KIT2","szt.",0.0,"SIEMON",null,null,null,38.04]
["CLIP-CBL-30-06","CLIP,3.0MM(0.12IN),BLU,25/BG","CLIP,3.0MM(0.12IN),BLU,25/BG","szt.",0.0,"SIEMON",null,null,null,12.5]
["CLIP-CBL-30-07","CLIP,3.0MM(0.12IN),GRN,25/BG","CLIP,3.0MM(0.12IN),GRN,25/BG","szt.",0.0,"SIEMON",null,null,null,12.5]
["CLIP-CBL-30-04","CLIP,3.0MM(0.12IN),GRY,25/BG","CLIP,3.0MM(0.12IN),GRY,25/BG","szt.",0.0,"SIEMON",null,null,null,12.5]
["CLIP-CBL-30-09","CLIP,3.0MM(0.12IN),ORG,25/BG","CLIP,3.0MM(0.12IN),ORG,25/BG","szt.",0.0,"SIEMON",null,null,null,12.5]
["CLIP-CBL-30-03","CLIP,3.0MM(0.12IN),RED,25/BG","CLIP,3.0MM(0.12IN),RED,25/BG","szt.",0.0,"SIEMON",null,null,null,12.5]
["CLIP-CBL-30-08","CLIP,3.0MM(0.12IN),VLT,25/BG","CLIP,3.0MM(0.12IN),VLT,25/BG","szt.",0.0,"SIEMON",null,null,null,12.5]
["CLIP-CBL-30-02","CLIP,3.0MM(0.12IN),WHT,25/BG","CLIP,3.0MM(0.12IN),WHT,25/BG","szt.",0.0,"SIEMON",null,null,null,12.5]
["CLIP-CBL-30-05","CLIP,3.0MM(0.12IN),YEL,25/BG","CLIP,3.0MM(0.12IN),YEL,25/BG","szt.",0.0,"SIEMON",null,null,null,12.5]
["CLIP-CBL-40-06","CLIP,4.0MM(0.16IN),BLU,25/BG","CLIP,4.0MM(0.16IN),BLU,25/BG","szt.",0.0,"SIEMON",null,null,null,12.5]
["CLIP-CBL-40-07","CLIP,4.0MM(0.16IN),GRN,25/BG","CLIP,4.0MM(0.16IN),GRN,25/BG","szt.",0.0,"SIEMON",null,null,null,12.5]
["CLIP-CBL-40-04","CLIP,4.0MM(0.16IN),GRY,25/BG","CLIP,4.0MM(0.16IN),GRY,25/BG","szt.",0.0,"SIEMON",null,null,null,12.5]
["CLIP-CBL-40-09","CLIP,4.0MM(0.16IN),ORG,25/BG","CLIP,4.0MM(0.16IN),ORG,25/BG","szt.",0.0,"SIEMON",null,null,null,12.5]
["CLIP-CBL-40-03","CLIP,4.0MM(0.16IN),RED,25/BG","CLIP,4.0MM(0.16IN),RED,25/BG","szt.",0.0,"SIEMON",null,null,null,12.5]
["CLIP-CBL-40-08","CLIP,4.0MM(0.16IN),VLT,25/BG","CLIP,4.0MM(0.16IN),VLT,25/BG","szt.",0.0,"SIEMON",null,null,null,12.5]
["CLIP-CBL-40-02","CLIP,4.0MM(0.16IN),WHT,25/BG","CLIP,4.0MM(0.16IN),WHT,25/BG","szt.",0.0,"SIEMON",null,null,null,12.5]
["CLIP-CBL-40-05","CLIP,4.0MM(0.16IN),YEL,25/BG","CLIP,4.0MM(0.16IN),YEL,25/BG","szt.",0.0,"SIEMON",null,null,null,12.5]
["CLIP-CBL-50-06","CLIP,5.0MM(0.20IN),BLU,25/BG","CLIP,5.0MM(0.20IN),BLU,25/BG","szt.",0.0,"SIEMON",null,null,null,12.5]
["CLIP-CBL-50-07","CLIP,5.0MM(0.20IN),GRN,25/BG","CLIP,5.0MM(0.20IN),GRN,25/BG","szt.",0.0,"SIEMON",null,null,null,12.5]
["CLIP-CBL-50-04","CLIP,5.0MM(0.20IN),GRY,25/BG","CLIP,5.0MM(0.20IN),GRY,25/BG","szt.",0.0,"SIEMON",null,null,null,12.5]
["CLIP-CBL-50-09","CLIP,5.0MM(0.20IN),ORG,25/BG","CLIP,5.0MM(0.20IN),ORG,25/BG","szt.",0.0,"SIEMON",null,null,null,12.5]
["CLIP-CBL-50-03","CLIP,5.0MM(0.20IN),RED,25/BG","CLIP,5.0MM(0.20IN),RED,25/BG","szt.",0.0,"SIEMON",null,null,null,12.5]
["CLIP-CBL-50-08","CLIP,5.0MM(0.20IN),VLT,25/BG","CLIP,5.0MM(0.20IN),VLT,25/BG","szt.",0.0,"SIEMON",null,null,null,12.5]
["CLIP-CBL-50-02","CLIP,5.0MM(0.20IN),WHT,25/BG","CLIP,5.0MM(0.20IN),WHT,25/BG","szt.",0.0,"SIEMON",null,null,null,12.5]
["CLIP-CBL-50-05","CLIP,5.0MM(0.20IN),YEL,25/BG","CLIP,5.0MM(0.20IN),YEL,25/BG","szt.",0.0,"SIEMON",null,null,null,12.5]
["CLIP-CBL-62-06","CLIP,6.0MM(0.24IN),BLU,25/BG","CLIP,6.0MM(0.24IN),BLU,25/BG","szt.",0.0,"SIEMON",null,null,null,12.5]
["CLIP-CBL-62-07","CLIP,6.0MM(0.24IN),GRN,25/BG","CLIP,6.0MM(0.24IN),GRN,25/BG","szt.",0.0,"SIEMON",null,null,null,12.5]
["CLIP-CBL-62-04","CLIP,6.0MM(0.24IN),GRY,25/BG","CLIP,6.0MM(0.24IN),GRY,25/BG","szt.",0.0,"SIEMON",null,null,null,12.5]
["CLIP-CBL-62-09","CLIP,6.0MM(0.24IN),ORG,25/BG","CLIP,6.0MM(0.24IN),ORG,25/BG","szt.",0.0,"SIEMON",null,null,null,12.5]
["CLIP-CBL-62-03","CLIP,6.0MM(0.24IN),RED,25/BG","CLIP,6.0MM(0.24IN),RED,25/BG","szt.",0.0,"SIEMON",null,null,null,12.5]
["CLIP-CBL-62-08","CLIP,6.0MM(0.24IN),VLT,25/BG","CLIP,6.0MM(0.24IN),VLT,25/BG","szt.",0.0,"SIEMON",null,null,null,12.5]
["CLIP-CBL-62-02","CLIP,6.0MM(0.24IN),WHT,25/BG","CLIP,6.0MM(0.24IN),WHT,25/BG","szt.",0.0,"SIEMON",null,null,null,12.5]
["CLIP-CBL-62-05","CLIP,6.0MM(0.24IN),YEL,25/BG","CLIP,6.0MM(0.24IN),YEL,25/BG","szt.",0.0,"SIEMON",null,null,null,12.5]
["CLIP-CBL-72-06","CLIP,7.2MM(0.28IN),BLU,25/BG","CLIP,7.2MM(0.28IN),BLU,25/BG","szt.",0.0,"SIEMON",null,null,null,21.3]
["CLIP-CBL-72-07","CLIP,7.2MM(0.28IN),GRN,25/BG","CLIP,7.2MM(0.28IN),GRN,25/BG","szt.",0.0,"SIEMON",null,null,null,21.3]
["CLIP-CBL-72-04","CLIP,7.2MM(0.28IN),GRY,25/BG","CLIP,7.2MM(0.28IN),GRY,25/BG","szt.",0.0,"SIEMON",null,null,null,21.3]
["CLIP-CBL-72-09","CLIP,7.2MM(0.28IN),ORG,25/BG","CLIP,7.2MM(0.28IN),ORG,25/BG","szt.",0.0,"SIEMON",null,null,null,21.3]
["CLIP-CBL-72-03","CLIP,7.2MM(0.28IN),RED,25/BG","CLIP,7.2MM(0.28IN),RED,25/BG","szt.",0.0,"SIEMON",null,null,null,21.3]
["CLIP-CBL-72-08","CLIP,7.2MM(0.28IN),VLT,25/BG","CLIP,7.2MM(0.28IN),VLT,25/BG","szt.",0.0,"SIEMON",null,null,null,21.3]
["CLIP-CBL-72-02","CLIP,7.2MM(0.28IN),WHT,25/BG","CLIP,7.2MM(0.28IN),WHT,25/BG","szt.",0.0,"SIEMON",null,null,null,21.3]
["CLIP-CBL-72-05","CLIP,7.2MM(0.28IN),YEL,25/BG","CLIP,7.2MM(0.28IN),YEL,25/BG","szt.",0.0,"SIEMON",null,null,null,21.3]
["CLIP-01","CLIP,BLK,25/BG","CLIP,BLK,25/BG","szt.",0.0,"SIEMON",null,null,null,3.96]
["CLIP-06","CLIP,BLU,25/BG","CLIP,BLU,25/BG","szt.",0.0,"SIEMON",null,null,null,3.96]
["CLIP-07","CLIP,GRN,25/BG","CLIP,GRN,25/BG","szt.",0.0,"SIEMON",null,null,null,3.96]
["CLIP-09","CLIP,ORG,25/BG","CLIP,ORG,25/BG","szt.",0.0,"SIEMON",null,null,null,0.0]
["CLIP-03","CLIP,RED,25/BG","CLIP,RED,25/BG","szt.",0.0,"SIEMON",null,null,null,3.96]
["CLIP-08","CLIP,VLT,25/BG","CLIP,VLT,25/BG","szt.",0.0,"SIEMON",null,null,null,0.0]
["CLIP-05","CLIP,YEL,25/BG","CLIP,YEL,25/BG","szt.",0.0,"SIEMON",null,null,null,3.96]
["AR-01-104","Coax Cable MF100  LSZH Eca 75Ohm Black 100Mtr","Coax Cable MF100  LSZH Eca 75Ohm Black 100Mtr","szt.",0.0,"EXCEL",null,null,null,59.26]
["AR-01-004","Coax Cable MF100  LSZH Eca 75Ohm Black 1Mtr","Coax Cable MF100  LSZH Eca 75Ohm Black 1Mtr","m",0.0,"EXCEL",null,null,null,1.06]
["AR-01-204","Coax Cable MF100  LSZH Eca 75Ohm Black 250Mtr","Coax Cable MF100  LSZH Eca 75Ohm Black 250Mtr","szt.",0.0,"EXCEL",null,null,null,145.72]
["AR-01-204W","Coax Cable MF100  LSZH Eca 75Ohm White 250Mtr","Coax Cable MF100  LSZH Eca 75Ohm White 250Mtr","szt.",0.0,"EXCEL",null,null,null,145.72]
["AR-01-115","Coax Cable MF125 PE Fca 75Ohm Black 100Mtr","Coax Cable MF125 PE Fca 75Ohm Black 100Mtr","szt.",0.0,"EXCEL",null,null,null,65.58]
["AR-01-108","Coax Cable RG59 LSZH Eca 75Ohm Black 100Mtr","Coax Cable RG59 LSZH Eca 75Ohm Black 100Mtr","szt.",0.0,"EXCEL",null,null,null,27.24]
["AR-01-107","Coax Cable RG59 PVC Eca 75Ohm Black 100Mtr","Coax Cable RG59 PVC Eca 75Ohm Black 100Mtr","szt.",0.0,"EXCEL",null,null,null,0.0]
["AR-01-109","Coax Cable RG59 SG 0.5mm PVC Eca 75Ohm Black 100Mt","Coax Cable RG59 SG 0.5mm PVC Eca 75Ohm Black 100Mt","szt.",0.0,"EXCEL",null,null,null,50.84]
["AR-01-110","Coax Cable RG59 Shotgun 0.5mm LSZH Eca 75Ohm Black","Coax Cable RG59 Shotgun 0.5mm LSZH Eca 75Ohm Black","szt.",0.0,"EXCEL",null,null,null,62.6]
["AR-01-114","Coax Cable RG6 LSZH Eca 75Ohm Black 100Mtr","Coax Cable RG6 LSZH Eca 75Ohm Black 100Mtr","szt.",0.0,"EXCEL",null,null,null,24.36]
["AR-01-113","Coax Cable RG6 PVC Eca 75Ohm Black 100Mtr","Coax Cable RG6 PVC Eca 75Ohm Black 100Mtr","szt.",0.0,"EXCEL",null,null,null,0.0]
["AR-01-112","Coax Cb RG59 Shotgun 0.75mm LSZH Eca 75Ohm Bk 100m","Coax Cb RG59 Shotgun 0.75mm LSZH Eca 75Ohm Bk 100m","szt.",0.0,"EXCEL",null,null,null,71.92]
["AR-01-111","Coax Cbl RG59 Shotgun 0.75mm PVC Eca 75Ohm BK 100m","Coax Cbl RG59 Shotgun 0.75mm PVC Eca 75Ohm BK 100m","szt.",0.0,"EXCEL",null,null,null,59.1]
["C12-0000+","CobiCabling 24-port 1U Keystone Patch Panel Grey n","CobiCabling 24-port 1U Keystone Patch Panel Grey wyposażony w moduły RJ45","szt.",0.0,"Inne - okazjonalne",null,null,null,0.0]
["F51-2100-657A","CobiCabling FTTH Cable 2J OS2 G657A1 LSOH INDOOR, ","CobiCabling FTTH Cable 2J OS2 G657A1 LSOH INDOOR, Dca ","m",0.83,"Cobi FO kable",null,null,null,0.0]
["F42-0003","CobiCabling Nylon Cable Gland AG-20S-GY3","CobiCabling Nylon Cable Gland AG-20S-GY3","szt.",6.68,"Cobi FO osprzęt",null,null,null,0.0]
["F21-2330-1,5","CobiCabling Patch Cord LC–LC OS2 Singlemode G.657.","CobiCabling Patch Cord LC–LC OS2 Singlemode G.657.A1 Duplex LSZH 1,5M","szt.",0.0,"Cobi FO pigtaile i patchcordy",null,null,null,0.0]
["F21-2130-1,5","CobiCabling Patch Cord SC–LC OS2 Singlemode G.657.","CobiCabling Patch Cord SC–LC OS2 Singlemode G.657.A1 Duplex LSZH 1,5M","szt.",0.0,"Cobi FO pigtaile i patchcordy",null,null,null,0.0]
["F21-2130-2","CobiCabling Patch Cord SC–LC OS2 Singlemode G.657.","CobiCabling Patch Cord SC–LC OS2 Singlemode G.657.A1 Duplex LSZH 2,0M","szt.",0.0,"Cobi FO pigtaile i patchcordy",null,null,null,0.0]
["F21-2110-1,5","CobiCabling Patch Cord SC–SC OS2 Singlemode G.65","CobiCabling Patch Cord SC–SC OS2 Singlemode G.657.A1 Duplex LSZH 1,5M","szt.",0.0,"Cobi FO pigtaile i patchcordy",null,null,null,0.0]
["F21-2110-20","CobiCabling Patch Cord SC–SC OS2 Singlemode G.657.","CobiCabling Patch Cord SC–SC OS2 Singlemode G.657.A1 Duplex LSZH 20,0M","szt.",0.0,"Cobi FO pigtaile i patchcordy",null,null,null,0.0]
["C22-1112","CobiCabling Patch Panel STP cat.6a 10GBit 24*RJ45 ","CobiCabling Patch Panel STP cat.6a 10GBit 24*RJ45 19\" 1/2U","szt.",0.0,"Cobi Cu okablowanie",null,null,null,0.0]
[5019001.0,"CobiHaus Kompakt - multimedialna skrzynka mieszkan","CobiHaus Kompakt - multimedialna skrzynka mieszkaniowa, wersja natynkowa ","szt.",186.3,"Cobi szafy",null,null,null,0.0]
[5019002.0,"CobiHaus Kompakt - multimedialna skrzynka podtynko","CobiHaus Kompakt - multimedialna skrzynka mieszkaniowa, wersja podtynkowa ","szt.",0.0,"Cobi szafy",null,null,null,0.0]
[7205002.0,"CobiNet XzTKMXpw 2x2x0,5","CobiNet XzTKMXpw 2x2x0,5","km",0.0,"Cobi Cu kable",null,null,null,0.0]
[7208002.0,"CobiNet XzTKMXpw 2x2x0,8","CobiNet XzTKMXpw 2x2x0,8","km",0.0,"Cobi Cu kable",null,null,null,0.0]
[7205003.0,"CobiNet XzTKMXpw 3x2x0,5","CobiNet XzTKMXpw 3x2x0,5","km",0.0,"Cobi Cu kable",null,null,null,0.0]
[7206003.0,"CobiNet XzTKMXpw 3x2x0,6","CobiNet XzTKMXpw 3x2x0,6","km",0.0,"Cobi Cu kable",null,null,null,0.0]
[7206004.0,"CobiNet XzTKMXpw 4x2x0,6","CobiNet XzTKMXpw 4x2x0,6","km",0.0,"Cobi Cu kable",null,null,null,0.0]
[7208004.0,"CobiNet XzTKMXpw 4x2x0,8","CobiNet XzTKMXpw 4x2x0,8","km",0.0,"Cobi Cu kable",null,null,null,0.0]
["7205 005/2","CobiNet XzTKMXpw 5x2x0,5","CobiNet XzTKMXpw 5x2x0,5","km",0.0,"Cobi Cu kable",null,null,null,0.0]
[7208005.0,"CobiNet XzTKMXpw 5x2x0,8","CobiNet XzTKMXpw 5x2x0,8","km",0.0,"Cobi Cu kable",null,null,null,0.0]
[7408005.0,"CobiNet XzTKMXpw 5x4x0,8","CobiNet XzTKMXpw 5x4x0,8","km",0.0,"Cobi Cu kable",null,null,null,0.0]
[7208007.0,"CobiNet XzTKMXpw 7x2x0,8","CobiNet XzTKMXpw 7x2x0,8","km",0.0,"Cobi Cu kable",null,null,null,0.0]
[7206010.0,"CobiNet XzTKMXpw czwórkowe 10x4x0,6","CobiNet XzTKMXpw czwórkowe 10x4x0,6","km",0.0,"Cobi Cu kable",null,null,null,0.0]
[7208010.0,"CobiNet XzTKMXpw czwórkowe 10x4x0,8","CobiNet XzTKMXpw czwórkowe 10x4x0,8","km",0.0,"Cobi Cu kable",null,null,null,0.0]
[7208015.0,"CobiNet XzTKMXpw czwórkowe 15x4x0,8","CobiNet XzTKMXpw czwórkowe 15x4x0,8","km",0.0,"Cobi Cu kable",null,null,null,0.0]
[7206025.0,"CobiNet XzTKMXpw czwórkowe 25x4x0,6","CobiNet XzTKMXpw czwórkowe 25x4x0,6","km",0.0,"Cobi Cu kable",null,null,null,0.0]
[7208025.0,"CobiNet XzTKMXpw czwórkowe 25x4x0,8","CobiNet XzTKMXpw czwórkowe 25x4x0,8","km",0.0,"Cobi Cu kable",null,null,null,0.0]
[7206050.0,"CobiNet XzTKMXpw czwórkowe 50x4x0,6","CobiNet XzTKMXpw czwórkowe 50x4x0,6","km",0.0,"Cobi Cu kable",null,null,null,0.0]
[7208050.0,"CobiNet XzTKMXpw czwórkowe 50x4x0,8","CobiNet XzTKMXpw czwórkowe 50x4x0,8","km",0.0,"Cobi Cu kable",null,null,null,0.0]
[7105025.0,"CobiNet YTKSY 25x2x0,5","CobiNet YTKSY 25x2x0,5","km",0.0,"Cobi Cu kable",null,null,null,0.0]
[7108002.0,"CobiNet YTKSY 2x2x0,8","CobiNet YTKSY 2x2x0,8","km",0.0,"Cobi Cu kable",null,null,null,0.0]
[7108003.0,"CobiNet YTKSY 3x2x0,8","CobiNet YTKSY 3x2x0,8","km",0.0,"Cobi Cu kable",null,null,null,0.0]
["7105 053/KM","CobiNet YTKSY 53x2x0,5","CobiNet YTKSY 53x2x0,5","km",0.0,"Cobi Cu kable",null,null,null,0.0]
["7108 001/EKW","CobiNet YTKSY ekw 1x2x0,8","CobiNet YTKSY ekw 1x2x0,8","km",0.0,"Cobi Cu kable",null,null,null,0.0]
["WBFP-CL","Cokół 100mm do szafek EXL o głębokości 500/600mm","Cokół konfigurowalny 100mm do szafek Excel o głębokości 500/600mm","szt.",206.99,"Cobi szafy akcesoria",null,null,null,0.0]
["AC01-0220","Cokół 100mm do szafek RC o głębokości 450/600mm","Cokół konfigurowalny 100mm do szafek RC o głębokości 450/600mm","szt.",351.07,"Cobi szafy akcesoria",null,null,null,0.0]
["AC01-0610","Cokół 100mm do szafy CobiCabling 600x1000mm","Cokół 100mm do szafy stojącej CobiCabling 600x1000mm, RAL 9004 czarny","szt.",514.76,"Cobi szafy akcesoria",null,null,null,0.0]
["AC01-0660","Cokół 100mm do szafy CobiCabling 600x600mm","Cokół 100mm do szafy stojącej CobiCabling 600x600mm, RAL 9004 czarny","szt.",406.38,"Cobi szafy akcesoria",null,null,null,0.0]
["AC01-0680","Cokół 100mm do szafy CobiCabling 600x800mm","Cokół 100mm do szafy stojącej CobiCabling 600x800mm, RAL 9004 czarny","szt.",474.1,"Cobi szafy akcesoria",null,null,null,0.0]
["AC01-0810","Cokół 100mm do szafy CobiCabling 800x1000mm","Cokół 100mm do szafy stojącej CobiCabling 800x1000mm, RAL 9004 czarny","szt.",609.58,"Cobi szafy akcesoria",null,null,null,0.0]
["AC01-0820","Cokół 100mm do szafy CobiCabling 800x1200mm","Cokół 100mm do szafy stojącej CobiCabling 800x1200mm, RAL 9004 czarny","szt.",650.23,"Cobi szafy akcesoria",null,null,null,0.0]
["AC01-0880","Cokół 100mm do szafy CobiCabling 800x800mm","Cokół 100mm do szafy stojącej CobiCabling 800x800mm, RAL 9004 czarny","szt.",555.41,"Cobi szafy akcesoria",null,null,null,0.0]
["CIP60120","Cokół 600x1200","Cokół 600x1200","szt.",0.0,"Cobi szafy akcesoria",null,null,null,0.0]
["P9559","Cokół 800x1000x100h PROGRESS","Cokół 800x1000x100h PROGRESS","szt.",0.0,"Cobi szafy akcesoria",null,null,null,0.0]
["F9235","COKÓŁ DLA SZAFEK Tecno 405 - 600x420x100h","COKÓŁ DLA SZAFEK Tecno 405 - 600x420x100h","szt.",186.66,"TECNOSTEEL",null,null,null,0.0]
["F9225","COKÓŁ DLA SZAFEK Tecno 505 - 600x520x100h","COKÓŁ DLA SZAFEK Tecno 505 - 600x520x100h","szt.",201.08,"TECNOSTEEL",null,null,null,0.0]
["F9236","COKÓŁ DLA SZAFEK Tecno 605 - 600x620x100h","COKÓŁ DLA SZAFEK Tecno 605 - 600x620x100h","szt.",232.75,"TECNOSTEEL",null,null,null,0.0]
["CIP6610","Cokół do szaf IP 100mm 600x600","Cokół do szaf IP 100mm 600x600","szt.",0.0,"Cobi szafy akcesoria",null,null,null,0.0]
["CIP80120","Cokół do szaf IP 100mm 800x1200","Cokół do szaf IP 100mm 800x1200","szt.",0.0,"Cobi szafy akcesoria",null,null,null,0.0]
["F8746","COKÓŁ DO SZAF IP 100x600x1000 mm","COKÓŁ DO SZAF IP 100x600x1000 mm","szt.",516.19,"TECNOSTEEL",null,null,null,0.0]
["F8740","COKÓŁ DO SZAF IP 100x600x600 mm","COKÓŁ DO SZAF IP 100x600x600 mm","szt.",405.13,"TECNOSTEEL",null,null,null,0.0]
["F8741","COKÓŁ DO SZAF IP 100x600x800 i 100x800x600 mm","COKÓŁ DO SZAF IP 100x600x800 i 100x800x600 mm","szt.",433.29,"TECNOSTEEL",null,null,null,0.0]
["F8745","COKÓŁ DO SZAF IP 100x800x1000 mm","COKÓŁ DO SZAF IP 100x800x1000 mm","szt.",547.47,"TECNOSTEEL",null,null,null,0.0]
["F8743","COKÓŁ DO SZAF IP 100x800x800 mm","COKÓŁ DO SZAF IP 100x800x800 mm","szt.",461.44,"TECNOSTEEL",null,null,null,0.0]
["F8747","COKÓŁ DO SZAF IP 200x800x800 mm","COKÓŁ DO SZAF IP 200x800x800 mm","szt.",1032.38,"TECNOSTEEL",null,null,null,0.0]
["C1240X745","Cokół do szafy termoizolowanej","Cokół do szafy termoizolowanej","szt.",0.0,"Cobi szafy akcesoria",null,null,null,0.0]
["P9558","COKÓŁ WYS. 100 mm – 600x1000x100h","COKÓŁ WYS. 100 mm – 600x1000x100h","szt.",0.0,"Cobi szafy akcesoria",null,null,null,0.0]
["P9624","COKÓŁ WYS. 100 mm – 600x1000x100h","COKÓŁ WYS. 100 mm – 600x1000x100h","szt.",342.57,"TECNOSTEEL",null,null,null,0.0]
["P9268","COKÓŁ WYS. 100 mm - 600x400x100h","COKÓŁ WYS. 100 mm - 600x400x100h","szt.",0.0,"Cobi szafy akcesoria",null,null,null,0.0]
["P9619","COKÓŁ WYS. 100 mm - 600x400x100h","COKÓŁ WYS. 100 mm - 600x400x100h","szt.",233.42,"TECNOSTEEL",null,null,null,0.0]
["P9248","COKÓŁ WYS. 100 mm - 600x600x100h","COKÓŁ WYS. 100 mm - 600x600x100h","szt.",0.0,"Cobi szafy akcesoria",null,null,null,0.0]
["P9621","COKÓŁ WYS. 100 mm - 600x600x100h","COKÓŁ WYS. 100 mm - 600x600x100h","szt.",244.69,"TECNOSTEEL",null,null,null,0.0]
["P9249","COKÓŁ WYS. 100 mm - 600x800x100h","COKÓŁ WYS. 100 mm - 600x800x100h","szt.",0.0,"Cobi szafy akcesoria",null,null,null,0.0]
["P9622","COKÓŁ WYS. 100 mm - 600x800x100h","COKÓŁ WYS. 100 mm - 600x800x100h","szt.",275.28,"TECNOSTEEL",null,null,null,0.0]
["P9625","COKÓŁ WYS. 100 mm – 800x1000x100h","COKÓŁ WYS. 100 mm – 800x1000x100h","szt.",391.51,"TECNOSTEEL",null,null,null,0.0]
["P9252","COKÓŁ WYS. 100 mm - 800x800x100h","COKÓŁ WYS. 100 mm - 800x800x100h","szt.",0.0,"Cobi szafy akcesoria",null,null,null,0.0]
["P9623","COKÓŁ WYS. 100 mm - 800x800x100h","COKÓŁ WYS. 100 mm - 800x800x100h","szt.",305.87,"TECNOSTEEL",null,null,null,0.0]
["23-0002","COMM GRADE RJ11 PLUG (FLAT STRANDED UTP) BEIGE","COMM GRADE RJ11 PLUG (FLAT STRANDED UTP) BEIGE","szt.",0.0,"EXCEL",null,null,null,0.4]
["CU6RB-08 HS","Commscope CAT6 UTP 24AWG LSOH","Commscope CAT6 UTP 24AWG LSOH COPPER CABLE","m",0.0,"Cobi Cu kable",null,null,null,0.0]
["200-985","COMPACT WALL BOX - 250x250x55mm","COMPACT WALL BOX - 250x250x55mm","szt.",0.0,"EXCEL",null,null,null,78.5]
["S110C-4","CONN BLK,CPR,S110,WALL MNT,4PR,NO CVR,BLU-ORG-GRN-","CONN BLK,CPR,S110,WALL MNT,4PR,NO CVR,BLU-ORG-GRN-BRN","szt.",0.0,"SIEMON",null,null,null,1.3]
["S110C-5","CONN BLK,CPR,S110,WALL MNT,5PR,NO CVR,BLU-ORG-GRN-","CONN BLK,CPR,S110,WALL MNT,5PR,NO CVR,BLU-ORG-GRN-BRN-SLT","szt.",0.0,"SIEMON",null,null,null,1.44]
["S210C-4","CONN BLK,CPR,S210,WALL MNT,4PR,NO LEG,NO CVR,BLU-O","CONN BLK,CPR,S210,WALL MNT,4PR,NO LEG,NO CVR,BLU-ORG-GRN-BRN","szt.",0.0,"SIEMON",null,null,null,2.78]
["1008 3232/2,0","Connection cord HD, 2-pole","Connection cord HD, 2-pole","szt.",0.0,"Cobi LSA telekomunikacja",null,null,null,0.0]
["001-003-005-10 HS","Connectix CAT6 UTP 23AWG COPPER PE External CABLE ","Connectix CAT6 UTP 23AWG COPPER PE External CABLE 305M P","m",1.74,"Cobi Cu kable",null,null,null,0.0]
["T4-10M-B02L","Copper, Patch Cord, Tera 4-Pair, Tera 4-Pair, Cate","Copper, Patch Cord, Tera 4-Pair, Tera 4-Pair, Category 7A, S/FTP, Stranded, CM/LSOH-1, Ivory Cable, White Boot, 10 Meter","szt.",0.0,"SIEMON",null,null,null,0.0]
["T7P4-B02-1","Copper, Tera, Plug, Shielded, 7A/8, 4 Pair, White,","Copper, Tera, Plug, Shielded, 7A/8, 4 Pair, White, 22 Gauge / 23 Gauge","szt.",0.0,"SIEMON",null,null,null,0.0]
["200-143","CORELINK 2 REPLACEMENT KEYS IN HOLDER","CORELINK 2 REPLACEMENT KEYS IN HOLDER","szt.",0.0,"EXCEL",null,null,null,25.94]
["M-ICM","CPR MAPIT,ICM,GRY/BLK","CPR MAPIT,ICM,GRY/BLK","szt.",0.0,"SIEMON",null,null,null,541.24]
["M-MCP","CPR MAPIT,MCP,24 PORT,1U,BLK","CPR MAPIT,MCP,24 PORT,1U,BLK","szt.",0.0,"SIEMON",null,null,null,1084.3]
["M-SPPAT-PCBA-24","CPR MAPIT,PCBA UPGR TERA,24 PORT,ANGLED","CPR MAPIT,PCBA UPGR TERA,24 PORT,ANGLED","szt.",0.0,"SIEMON",null,null,null,367.36]
["M-PS","CPR MAPIT,POWER SUPPLY,6.0V & 3.0A","CPR MAPIT,POWER SUPPLY,6.0V & 3.0A","szt.",0.0,"SIEMON",null,null,null,66.9]
["M-PEN","CPR MAPIT,PROBE PEN,BGE,25FT CORD","CPR MAPIT,PROBE PEN,BGE,25FT CORD","szt.",0.0,"SIEMON",null,null,null,99.62]
["PPM-SMX6-01","CPR,ADPTR PLT,PPM,EMPTY,SHLD,6 PORT,BLK","CPR,ADPTR PLT,PPM,EMPTY,SHLD,6 PORT,BLK","szt.",0.0,"SIEMON",null,null,null,15.48]
["HD-VP-50","CPR,PNL,HD,PRELD,UTP,50 PORT,FLT,1U,BLK,FXD MGR,2P","CPR,PNL,HD,PRELD,UTP,50 PORT,FLT,1U,BLK,FXD MGR,2PR TEL","szt.",0.0,"SIEMON",null,null,null,180.2]
["HD5-89D-12","CPR,PNL,HD,PRELD,UTP,CAT5E,12 PORT,89D,BLK,W/O MGR","CPR,PNL,HD,PRELD,UTP,CAT5E,12 PORT,89D,BLK,W/O MGR","szt.",0.0,"SIEMON",null,null,null,86.24]
["HD5-24A","CPR,PNL,HD,PRELD,UTP,CAT5E,24 PORT,ANG,1U,BLK,DET ","CPR,PNL,HD,PRELD,UTP,CAT5E,24 PORT,ANG,1U,BLK,DET MGR","szt.",0.0,"SIEMON",null,null,null,189.2]
["HD5-24AB","CPR,PNL,HD,PRELD,UTP,CAT5E,24 PORT,ANG,1U,BLK,W/O ","CPR,PNL,HD,PRELD,UTP,CAT5E,24 PORT,ANG,1U,BLK,W/O MGR,BULK","szt.",0.0,"SIEMON",null,null,null,179.72]
["HD5-24","CPR,PNL,HD,PRELD,UTP,CAT5E,24 PORT,FLT,1U,BLK,DET ","CPR,PNL,HD,PRELD,UTP,CAT5E,24 PORT,FLT,1U,BLK,DET MGR","szt.",0.0,"SIEMON",null,null,null,160.4]
["HD5-24B","CPR,PNL,HD,PRELD,UTP,CAT5E,24 PORT,FLT,1U,BLK,W/O ","CPR,PNL,HD,PRELD,UTP,CAT5E,24 PORT,FLT,1U,BLK,W/O MGR,BULK","szt.",0.0,"SIEMON",null,null,null,144.36]
["HD5-48A","CPR,PNL,HD,PRELD,UTP,CAT5E,48 PORT,ANG,2U,BLK,DET ","CPR,PNL,HD,PRELD,UTP,CAT5E,48 PORT,ANG,2U,BLK,DET MGR","szt.",0.0,"SIEMON",null,null,null,378.38]
["HD5-48AB","CPR,PNL,HD,PRELD,UTP,CAT5E,48 PORT,ANG,2U,BLK,W/O ","CPR,PNL,HD,PRELD,UTP,CAT5E,48 PORT,ANG,2U,BLK,W/O MGR,BULK","szt.",0.0,"SIEMON",null,null,null,359.46]
["HD5-48","CPR,PNL,HD,PRELD,UTP,CAT5E,48 PORT,FLT,2U,BLK,DET ","CPR,PNL,HD,PRELD,UTP,CAT5E,48 PORT,FLT,2U,BLK,DET MGR","szt.",0.0,"SIEMON",null,null,null,320.8]
["HD5-48B","CPR,PNL,HD,PRELD,UTP,CAT5E,48 PORT,FLT,2U,BLK,W/O ","CPR,PNL,HD,PRELD,UTP,CAT5E,48 PORT,FLT,2U,BLK,W/O MGR,BULK","szt.",0.0,"SIEMON",null,null,null,288.74]
["HD6-24A","CPR,PNL,HD,PRELD,UTP,CAT6,24 PORT,ANG,1U,BLK,DET M","CPR,PNL,HD,PRELD,UTP,CAT6,24 PORT,ANG,1U,BLK,DET MGR","szt.",0.0,"SIEMON",null,null,null,204.22]
["HD6-24AB","CPR,PNL,HD,PRELD,UTP,CAT6,24 PORT,ANG,1U,BLK,W/O M","CPR,PNL,HD,PRELD,UTP,CAT6,24 PORT,ANG,1U,BLK,W/O MGR,BULK","szt.",0.0,"SIEMON",null,null,null,194.0]
["HD6-24","CPR,PNL,HD,PRELD,UTP,CAT6,24 PORT,FLT,1U,BLK,DET M","CPR,PNL,HD,PRELD,UTP,CAT6,24 PORT,FLT,1U,BLK,DET MGR","szt.",0.0,"SIEMON",null,null,null,160.28]
["HD6-24B-RWM","CPR,PNL,HD,PRELD,UTP,CAT6,24 PORT,FLT,1U,BLK,DET M","CPR,PNL,HD,PRELD,UTP,CAT6,24 PORT,FLT,1U,BLK,DET MGR,BULK","szt.",0.0,"SIEMON",null,null,null,156.28]
["HD6-24B","CPR,PNL,HD,PRELD,UTP,CAT6,24 PORT,FLT,1U,BLK,W/O M","CPR,PNL,HD,PRELD,UTP,CAT6,24 PORT,FLT,1U,BLK,W/O MGR,BULK","szt.",0.0,"SIEMON",null,null,null,152.28]
["HD6-48","CPR,PNL,HD,PRELD,UTP,CAT6,48 PORT,FLT,2U,BLK,DET M","CPR,PNL,HD,PRELD,UTP,CAT6,48 PORT,FLT,2U,BLK,DET MGR","szt.",0.0,"SIEMON",null,null,null,320.54]
["HD6-48B","CPR,PNL,HD,PRELD,UTP,CAT6,48 PORT,FLT,2U,BLK,W/O M","CPR,PNL,HD,PRELD,UTP,CAT6,48 PORT,FLT,2U,BLK,W/O MGR,BULK","szt.",0.0,"SIEMON",null,null,null,304.5]
["M-SPPA-K24ENS","CPR,PNL,MAPIT,EMPTY,SHLD,24 OPENING,ANG,1U,BLK,FXD","CPR,PNL,MAPIT,EMPTY,SHLD,24 OPENING,ANG,1U,BLK,FXD MGR,KYSTN","szt.",0.0,"SIEMON",null,null,null,412.96]
["M-SPP-K24ENS","CPR,PNL,MAPIT,EMPTY,SHLD,24 OPENING,FLT,1U,BLK,FXD","CPR,PNL,MAPIT,EMPTY,SHLD,24 OPENING,FLT,1U,BLK,FXD MGR,KYSTN","szt.",0.0,"SIEMON",null,null,null,311.08]
["M-SPPA-T24-01K","CPR,PNL,MAPIT,W/JACKS,SHLD,CAT7A,24 PORT,ANG,1U,BL","CPR,PNL,MAPIT,W/JACKS,SHLD,CAT7A,24 PORT,ANG,1U,BLK,FXD MGR,NO PCB","szt.",0.0,"SIEMON",null,null,null,731.6]
["M-SPPA-T24K","CPR,PNL,MAPIT,W/JACKS,SHLD,CAT7A,24 PORT,ANG,1U,BL","CPR,PNL,MAPIT,W/JACKS,SHLD,CAT7A,24 PORT,ANG,1U,BLK,FXD MGR","szt.",0.0,"SIEMON",null,null,null,1051.68]
["MX-K-C5-IL-24","CPR,PNL,MAX,CPLR,UTP,CAT5E,24 PORT,FLT,1U,BLK,DET ","CPR,PNL,MAX,CPLR,UTP,CAT5E,24 PORT,FLT,1U,BLK,DET MGR","szt.",0.0,"SIEMON",null,null,null,246.1]
["MX-K-C6-IL-24","CPR,PNL,MAX,CPLR,UTP,CAT6,24 PORT,FLT,1U,BLK,DET M","CPR,PNL,MAX,CPLR,UTP,CAT6,24 PORT,FLT,1U,BLK,DET MGR","szt.",0.0,"SIEMON",null,null,null,268.28]
["MX-PNL-16","CPR,PNL,MAX,EMPTY,UTP,16 OPENING,FLT,1U,BLK,DET MG","CPR,PNL,MAX,EMPTY,UTP,16 OPENING,FLT,1U,BLK,DET MGR","szt.",0.0,"SIEMON",null,null,null,46.52]
["MX-PNLA-24","CPR,PNL,MAX,EMPTY,UTP,24 OPENING,ANG,1U,BLK,W/O MG","CPR,PNL,MAX,EMPTY,UTP,24 OPENING,ANG,1U,BLK,W/O MGR","szt.",0.0,"SIEMON",null,null,null,66.34]
["MX-PNL-24","CPR,PNL,MAX,EMPTY,UTP,24 OPENING,FLT,1U,BLK,DET MG","CPR,PNL,MAX,EMPTY,UTP,24 OPENING,FLT,1U,BLK,DET MGR","szt.",0.0,"SIEMON",null,null,null,49.0]
["MX-PNLA-48","CPR,PNL,MAX,EMPTY,UTP,48 OPENING,ANG,2U,BLK,W/O MG","CPR,PNL,MAX,EMPTY,UTP,48 OPENING,ANG,2U,BLK,W/O MGR","szt.",0.0,"SIEMON",null,null,null,86.42]
["MX-PNL-48","CPR,PNL,MAX,EMPTY,UTP,48 OPENING,FLT,2U,BLK,DET MG","CPR,PNL,MAX,EMPTY,UTP,48 OPENING,FLT,2U,BLK,DET MGR","szt.",0.0,"SIEMON",null,null,null,58.02]
["PPM-SPNL4-01","CPR,PNL,PPM,EMPTY,SHLD,4 OPENING,FLT,1U,BLK,FXD MG","CPR,PNL,PPM,EMPTY,SHLD,4 OPENING,FLT,1U,BLK,FXD MGR","szt.",0.0,"SIEMON",null,null,null,64.5]
["DIN-PNL-04-01","CPR,PNL,RGDZD,EMPTY,UTP,4 OPENING,DIN RAIL,BLK,DIS","CPR,PNL,RGDZD,EMPTY,UTP,4 OPENING,DIN RAIL,BLK,DISCRETE OPENINGS","szt.",0.0,"SIEMON",null,null,null,30.44]
["DIN-PNL-04W-01","CPR,PNL,RGDZD,EMPTY,UTP,4 OPENING,DIN RAIL,BLK,SIN","CPR,PNL,RGDZD,EMPTY,UTP,4 OPENING,DIN RAIL,BLK,SINGLE OPENING","szt.",0.0,"SIEMON",null,null,null,30.44]
["TM-PNLZA-24-01","CPR,PNL,TERA/MAX,EMPTY,SHLD,24 OPENING,ANG,1U,BLK,","CPR,PNL,TERA/MAX,EMPTY,SHLD,24 OPENING,ANG,1U,BLK,FXD MGR","szt.",0.0,"SIEMON",null,null,null,101.7]
["TM-PNLZ-24-01","CPR,PNL,TERA/MAX,EMPTY,SHLD,24 OPENING,FLT,1U,BLK,","CPR,PNL,TERA/MAX,EMPTY,SHLD,24 OPENING,FLT,1U,BLK,FXD MGR","szt.",0.0,"SIEMON",null,null,null,68.4]
["ZS-PNL-24E","CPR,PNL,ZMAX,EMPTY,SHLD,24 OPENING,FLT,1U,BLK,FXD ","CPR,PNL,ZMAX,EMPTY,SHLD,24 OPENING,FLT,1U,BLK,FXD MGR","szt.",0.0,"SIEMON",null,null,null,88.58]
["ZS-PNL-U48E","CPR,PNL,ZMAX,EMPTY,SHLD,48 OPENING,FLT,1U,BLK,FXD ","CPR,PNL,ZMAX,EMPTY,SHLD,48 OPENING,FLT,1U,BLK,FXD MGR","szt.",0.0,"SIEMON",null,null,null,105.38]
["Z-PNL-24E","CPR,PNL,ZMAX,EMPTY,UTP,24 OPENING,FLT,1U,BLK,FXD M","CPR,PNL,ZMAX,EMPTY,UTP,24 OPENING,FLT,1U,BLK,FXD MGR","szt.",0.0,"SIEMON",null,null,null,56.56]
["Z-PNL-U48E","CPR,PNL,ZMAX,EMPTY,UTP,48 OPENING,FLT,1U,BLK,FXD M","CPR,PNL,ZMAX,EMPTY,UTP,48 OPENING,FLT,1U,BLK,FXD MGR","szt.",0.0,"SIEMON",null,null,null,70.86]
["Z5S-PNL-U48K","CPR,PNL,ZMAX,W/JACKS,SHLD,CAT5E,48 PORT,FLT,1U,BLK","CPR,PNL,ZMAX,W/JACKS,SHLD,CAT5E,48 PORT,FLT,1U,BLK,FXD MGR","szt.",0.0,"SIEMON",null,null,null,0.0]
["Z6AS-PNL-24K","CPR,PNL,ZMAX,W/JACKS,SHLD,CAT6A,24 PORT,FLT,1U,BLK","CPR,PNL,ZMAX,W/JACKS,SHLD,CAT6A,24 PORT,FLT,1U,BLK,FXD MGR","szt.",0.0,"SIEMON",null,null,null,270.02]
["Z6AS-PNL-U48K","CPR,PNL,ZMAX,W/JACKS,SHLD,CAT6A,48 PORT,FLT,1U,BLK","CPR,PNL,ZMAX,W/JACKS,SHLD,CAT6A,48 PORT,FLT,1U,BLK,FXD MGR","szt.",0.0,"SIEMON",null,null,null,471.76]
["Z6-PNLA-24K","CPR,PNL,ZMAX,W/JACKS,UTP,CAT6,24 PORT,ANG,1U,BLK,F","CPR,PNL,ZMAX,W/JACKS,UTP,CAT6,24 PORT,ANG,1U,BLK,FXD MGR","szt.",0.0,"SIEMON",null,null,null,312.58]
["Z6-PNL-24K","CPR,PNL,ZMAX,W/JACKS,UTP,CAT6,24 PORT,FLT,1U,BLK,F","CPR,PNL,ZMAX,W/JACKS,UTP,CAT6,24 PORT,FLT,1U,BLK,FXD MGR","szt.",0.0,"SIEMON",null,null,null,280.1]
["Z6-PNLA-U48K","CPR,PNL,ZMAX,W/JACKS,UTP,CAT6,48 PORT,ANG,1U,BLK,F","CPR,PNL,ZMAX,W/JACKS,UTP,CAT6,48 PORT,ANG,1U,BLK,FXD MGR","szt.",0.0,"SIEMON",null,null,null,547.18]
["Z6-PNL-U48K","CPR,PNL,ZMAX,W/JACKS,UTP,CAT6,48 PORT,FLT,1U,BLK,F","CPR,PNL,ZMAX,W/JACKS,UTP,CAT6,48 PORT,FLT,1U,BLK,FXD MGR","szt.",0.0,"SIEMON",null,null,null,514.7]
["Z6A-PNL-24K","CPR,PNL,ZMAX,W/JACKS,UTP,CAT6A,24 PORT,FLT,1U,BLK,","CPR,PNL,ZMAX,W/JACKS,UTP,CAT6A,24 PORT,FLT,1U,BLK,FXD MGR","szt.",0.0,"SIEMON",null,null,null,267.76]
["Z6A-PNL-U48K","CPR,PNL,ZMAX,W/JACKS,UTP,CAT6A,48 PORT,FLT,1U,BLK,","CPR,PNL,ZMAX,W/JACKS,UTP,CAT6A,48 PORT,FLT,1U,BLK,FXD MGR","szt.",0.0,"SIEMON",null,null,null,500.86]
["P6U-8-8","CPR,RJ45,PLUG,UTP,6,NO BOOT,50/BG","CPR,RJ45,PLUG,UTP,6,NO BOOT,50/BG","szt.",0.0,"SIEMON",null,null,null,43.1]
["ZP1-6AS-01B","CPR,RJ45,ZPLUG,SHLD,6A,BLK LTCH W/BOOT,BULK,STRAIG","CPR,RJ45,ZPLUG,SHLD,6A,BLK LTCH W/BOOT,BULK,STRAIGHT","szt.",0.0,"SIEMON",null,null,null,13.92]
["ZP1-6AS-01S","CPR,RJ45,ZPLUG,SHLD,6A,BLK LTCH W/BOOT,STRAIGHT","CPR,RJ45,ZPLUG,SHLD,6A,BLK LTCH W/BOOT,STRAIGHT","szt.",0.0,"SIEMON",null,null,null,14.66]
["ZP1-6AS-00B","CPR,RJ45,ZPLUG,SHLD,6A,NO LTCH W/BOOT,BULK,STRAIGH","CPR,RJ45,ZPLUG,SHLD,6A,NO LTCH W/BOOT,BULK,STRAIGHT","szt.",0.0,"SIEMON",null,null,null,13.92]
["ZP1-6AS-00S","CPR,RJ45,ZPLUG,SHLD,6A,NO LTCH W/BOOT,STRAIGHT","CPR,RJ45,ZPLUG,SHLD,6A,NO LTCH W/BOOT,STRAIGHT","szt.",0.0,"SIEMON",null,null,null,14.66]
["XP85S","CPR,RUGGED,PLUG,SCTP,5E,BLK","CPR,RUGGED,PLUG,SCTP,5E,BLK","szt.",0.0,"SIEMON",null,null,null,24.08]
["XP85","CPR,RUGGED,PLUG,UTP,5E,BLK","CPR,RUGGED,PLUG,UTP,5E,BLK","szt.",0.0,"SIEMON",null,null,null,22.06]
["T7P4-B01-1","CPR,TERA,PLUG,SHLD,7A/8,4PR,BLK,22AWG/23AWG","CPR,TERA,PLUG,SHLD,7A/8,4PR,BLK,22AWG/23AWG","szt.",0.0,"SIEMON",null,null,null,14.64]
["T7P4-B01-2","CPR,TERA,PLUG,SHLD,7A/8,4PR,BLK,26AWG","CPR,TERA,PLUG,SHLD,7A/8,4PR,BLK,26AWG","szt.",0.0,"SIEMON",null,null,null,0.0]
["542-006","CR/ER Earth Bonding Kit - 6 wires","CR/ER Earth Bonding Kit - 6 wires","szt.",0.0,"EXCEL",null,null,null,10.82]
["30-506","CRIMP MASTER TOOL FRAME ONLY","CRIMP MASTER TOOL FRAME ONLY","szt.",0.0,"EXCEL",null,null,null,101.9]
["PT-908-D","CRIMP TOOL, FOR DISPLAY","CRIMP TOOL, FOR DISPLAY","szt.",0.0,"SIEMON",null,null,null,231.92]
["PT-908","CRIMP TOOL,W/ NYLON CASE","CRIMP TOOL,W/ NYLON CASE","szt.",0.0,"SIEMON",null,null,null,280.54]
["CTE-MXA-01-02","CT ADPTR,1 OPEN,MX,WHT","CT ADPTR,1 OPEN,MX,WHT","szt.",0.0,"SIEMON",null,null,null,1.84]
["CTE-MXA-02-02","CT ADPTR,2 OPENS,MX,WHT","CT ADPTR,2 OPENS,MX,WHT","szt.",0.0,"SIEMON",null,null,null,1.84]
["SAN-282","CURVED 45x45mm SHUTTER 2-PORT","CURVED 45x45mm SHUTTER 2-PORT","szt.",7.13,"Cobi 45x45",null,null,null,0.0]
["TCJF5100PB","CW1128 1/.5 100PR T/PHONE CABLE X 1 MTR Fca","CW1128 1/.5 100PR T/PHONE CABLE X 1 MTR Fca","m",0.0,"EXCEL",null,null,null,26.22]
["TCJF5010PB","CW1128 1/.5 10PR T/PHONE CABLE X 1 MTR Fca","CW1128 1/.5 10PR T/PHONE CABLE X 1 MTR Fca","m",0.0,"EXCEL",null,null,null,3.92]
["TCJF5200PB","CW1128 1/.5 200PR T/PHONE CABLE X 1 MTR","CW1128 1/.5 200PR T/PHONE CABLE X 1 MTR","m",0.0,"EXCEL",null,null,null,108.38]
["TCJF5020PB","CW1128 1/.5 20PR T/PHONE CABLE X 1 MTR Fca","CW1128 1/.5 20PR T/PHONE CABLE X 1 MTR Fca","m",0.0,"EXCEL",null,null,null,7.06]
["TCJF5050PB","CW1128 1/.5 50PR T/PHONE CABLE X 1 MTR Fca","CW1128 1/.5 50PR T/PHONE CABLE X 1 MTR Fca","m",0.0,"EXCEL",null,null,null,14.5]
["TCJF5005PB","CW1128 1/.5 5PR T/PHONE CABLE X 1 MTR Fca","CW1128 1/.5 5PR T/PHONE CABLE X 1 MTR Fca","m",0.0,"EXCEL",null,null,null,2.46]
["TCJFA5010PB","CW1128/98 1/.5 10PR T/PHONE CABLE X 1 MTR","CW1128/98 1/.5 10PR T/PHONE CABLE X 1 MTR","m",0.0,"EXCEL",null,null,null,10.64]
["TC100PE1W-LSF","CW1308 100PR/E T/PHONE CABLE LSF WHT RL100M","CW1308 100PR/E T/PHONE CABLE LSF WHT RL100M","szt.",0.0,"EXCEL",null,null,null,3051.92]
["TC100PEW-LSF","CW1308 100PR/E T/PHONE CABLE LSF WHT X 1 MTR","CW1308 100PR/E T/PHONE CABLE LSF WHT X 1 MTR","m",0.0,"EXCEL",null,null,null,12.84]
["TC010P1W-LSF","CW1308 10PR T/PHONE CABLE LSF WHITE RL100M","CW1308 10PR T/PHONE CABLE LSF WHITE RL100M","szt.",0.0,"EXCEL",null,null,null,366.08]
["TC010P2W-LSF","CW1308 10PR T/PHONE CABLE LSF WHITE RL200M","CW1308 10PR T/PHONE CABLE LSF WHITE RL200M","szt.",0.0,"EXCEL",null,null,null,732.18]
["TC010P5W-LSF","CW1308 10PR T/PHONE CABLE LSF WHITE RL500M","CW1308 10PR T/PHONE CABLE LSF WHITE RL500M","szt.",0.0,"EXCEL",null,null,null,1830.42]
["TC010PE1W-LSF","CW1308 10PR/E T/PHONE CABLE LSF WHT RL100M","CW1308 10PR/E T/PHONE CABLE LSF WHT RL100M","szt.",0.0,"EXCEL",null,null,null,421.74]
["TC010PE2W-LSF","CW1308 10PR/E T/PHONE CABLE LSF WHT RL200M","CW1308 10PR/E T/PHONE CABLE LSF WHT RL200M","szt.",0.0,"EXCEL",null,null,null,843.48]
["TC010PE5W-LSF","CW1308 10PR/E T/PHONE CABLE LSF WHT RL500M","CW1308 10PR/E T/PHONE CABLE LSF WHT RL500M","szt.",0.0,"EXCEL",null,null,null,2108.64]
["TC015PW-LSF","CW1308 15PR T/PHONE CABLE LSF WHITE X 1 MTR","CW1308 15PR T/PHONE CABLE LSF WHITE X 1 MTR","m",0.0,"EXCEL",null,null,null,4.6]
["TC160PEW-LSF","CW1308 160PR/E T/PHONE CABLE LSF WHT X 1 MTR","CW1308 160PR/E T/PHONE CABLE LSF WHT X 1 MTR","m",0.0,"EXCEL",null,null,null,41.22]
["TC200PEW-LSF","CW1308 200PR/E T/PHONE CABLE LSF WHT X 1 MTR","CW1308 200PR/E T/PHONE CABLE LSF WHT X 1 MTR","m",0.0,"EXCEL",null,null,null,53.6]
["TC020PB","CW1308 20PR T/PHONE CABLE LSF BLACK X 1 MTR","CW1308 20PR T/PHONE CABLE LSF BLACK X 1 MTR","m",0.0,"EXCEL",null,null,null,4.78]
["TC020P1W-LSF","CW1308 20PR T/PHONE CABLE LSF WHITE RL100M","CW1308 20PR T/PHONE CABLE LSF WHITE RL100M","szt.",0.0,"EXCEL",null,null,null,606.34]
["TC020P2W-LSF","CW1308 20PR T/PHONE CABLE LSF WHITE RL200M","CW1308 20PR T/PHONE CABLE LSF WHITE RL200M","szt.",0.0,"EXCEL",null,null,null,1212.46]
["TC020PW-LSF","CW1308 20PR T/PHONE CABLE LSF WHITE X 1 MTR","CW1308 20PR T/PHONE CABLE LSF WHITE X 1 MTR","m",0.0,"EXCEL",null,null,null,5.48]
["TC020PE1W-LSF","CW1308 20PR/E T/PHONE CABLE LSF WHT RL100M","CW1308 20PR/E T/PHONE CABLE LSF WHT RL100M","szt.",0.0,"EXCEL",null,null,null,676.62]
["TC020PE2W-LSF","CW1308 20PR/E T/PHONE CABLE LSF WHT RL200M","CW1308 20PR/E T/PHONE CABLE LSF WHT RL200M","szt.",0.0,"EXCEL",null,null,null,1353.34]
["TC020PEW-LSF","CW1308 20PR/E T/PHONE CABLE LSF WHT X 1 MTR","CW1308 20PR/E T/PHONE CABLE LSF WHT X 1 MTR","m",0.0,"EXCEL",null,null,null,2.74]
["TC025P1W-LSF","CW1308 25PR T/PHONE CABLE LSF WHITE RL100M","CW1308 25PR T/PHONE CABLE LSF WHITE RL100M","szt.",0.0,"EXCEL",null,null,null,616.28]
["TC025P2W-LSF","CW1308 25PR T/PHONE CABLE LSF WHITE RL200M","CW1308 25PR T/PHONE CABLE LSF WHITE RL200M","szt.",0.0,"EXCEL",null,null,null,1417.58]
["TC025PW-LSF","CW1308 25PR T/PHONE CABLE LSF WHITE X 1 MTR","CW1308 25PR T/PHONE CABLE LSF WHITE X 1 MTR","m",0.0,"EXCEL",null,null,null,6.38]
["TC025PE1W-LSF","CW1308 25PR/E T/PHONE CABLE LSF WHT RL100M","CW1308 25PR/E T/PHONE CABLE LSF WHT RL100M","szt.",0.0,"EXCEL",null,null,null,880.22]
["TC025PEW-LSF","CW1308 25PR/E T/PHONE CABLE LSF WHT X 1 MTR","CW1308 25PR/E T/PHONE CABLE LSF WHT X 1 MTR","m",0.0,"EXCEL",null,null,null,7.94]
["TC025PEW-LSZH","CW1308 25PR/E T/PHONE CABLE LSZH WHITE X 1 MTR","CW1308 25PR/E T/PHONE CABLE LSZH WHITE X 1 MTR","m",0.0,"EXCEL",null,null,null,7.94]
["TC002P1W-LSF","CW1308 2PR T/PHONE CABLE LSF WHITE RL100M","CW1308 2PR T/PHONE CABLE LSF WHITE RL100M","szt.",0.0,"EXCEL",null,null,null,75.92]
["TC002P2W-LSF","CW1308 2PR T/PHONE CABLE LSF WHITE RL200M","CW1308 2PR T/PHONE CABLE LSF WHITE RL200M","szt.",0.0,"EXCEL",null,null,null,151.78]
["TC002P5W-LSF","CW1308 2PR T/PHONE CABLE LSF WHITE RL500M","CW1308 2PR T/PHONE CABLE LSF WHITE RL500M","szt.",0.0,"EXCEL",null,null,null,379.54]
["TC032PEW-LSF","CW1308 32PR/E T/PHONE CABLE LSF WHT X 1 MTR","CW1308 32PR/E T/PHONE CABLE LSF WHT X 1 MTR","m",0.0,"EXCEL",null,null,null,10.28]
["TC003P1B","CW1308 3PR T/PHONE CABLE LSF BLACK RL100M","CW1308 3PR T/PHONE CABLE LSF BLACK RL100M","szt.",0.0,"EXCEL",null,null,null,101.18]
["TC003P1W-LSF","CW1308 3PR T/PHONE CABLE LSF WHITE RL100M","CW1308 3PR T/PHONE CABLE LSF WHITE RL100M","szt.",0.0,"EXCEL",null,null,null,105.86]
["TC003P2W-LSF","CW1308 3PR T/PHONE CABLE LSF WHITE RL200M","CW1308 3PR T/PHONE CABLE LSF WHITE RL200M","szt.",0.0,"EXCEL",null,null,null,211.62]
["TC003P5W-LSF","CW1308 3PR T/PHONE CABLE LSF WHITE RL500M","CW1308 3PR T/PHONE CABLE LSF WHITE RL500M","szt.",0.0,"EXCEL",null,null,null,529.02]
["TC003P2W-LSZH","CW1308 3PR T/PHONE CABLE LSZH WHITE RL200M","CW1308 3PR T/PHONE CABLE LSZH WHITE RL200M","szt.",0.0,"EXCEL",null,null,null,211.62]
["TC040PEW-LSF","CW1308 40PR/E T/PHONE CABLE LSF WHITE X 1 MTR","CW1308 40PR/E T/PHONE CABLE LSF WHITE X 1 MTR","m",0.0,"EXCEL",null,null,null,11.88]
["TC004P1B","CW1308 4PR T/PHONE CABLE LSF BLACK RL100M","CW1308 4PR T/PHONE CABLE LSF BLACK RL100M","szt.",0.0,"EXCEL",null,null,null,125.12]
["TC004P1W-LSF","CW1308 4PR T/PHONE CABLE LSF WHITE RL100M","CW1308 4PR T/PHONE CABLE LSF WHITE RL100M","szt.",0.0,"EXCEL",null,null,null,125.12]
["TC004P2W-LSF","CW1308 4PR T/PHONE CABLE LSF WHITE RL200M","CW1308 4PR T/PHONE CABLE LSF WHITE RL200M","szt.",0.0,"EXCEL",null,null,null,250.34]
["TC004P5W-LSF","CW1308 4PR T/PHONE CABLE LSF WHITE RL500M","CW1308 4PR T/PHONE CABLE LSF WHITE RL500M","szt.",0.0,"EXCEL",null,null,null,625.66]
["TC050PE1W-LSF","CW1308 50PR/E T/PHONE CABLE LSF WHITE RL100M","CW1308 50PR/E T/PHONE CABLE LSF WHITE RL100M","szt.",0.0,"EXCEL",null,null,null,1555.38]
["TC050PE2W-LSF","CW1308 50PR/E T/PHONE CABLE LSF WHITE RL200M","CW1308 50PR/E T/PHONE CABLE LSF WHITE RL200M","szt.",0.0,"EXCEL",null,null,null,3110.82]
["TC050PEW-LSF","CW1308 50PR/E T/PHONE CABLE LSF WHITE X 1MTR","CW1308 50PR/E T/PHONE CABLE LSF WHITE X 1MTR","m",0.0,"EXCEL",null,null,null,6.6]
["TC050PEW-LSZH","CW1308 50PR/E T/PHONE CABLE LSZH WHITE X 1MTR","CW1308 50PR/E T/PHONE CABLE LSZH WHITE X 1MTR","m",0.0,"EXCEL",null,null,null,14.04]
["TC006P1W-LSF","CW1308 6PR T/PHONE CABLE LSF WHITE RL100M","CW1308 6PR T/PHONE CABLE LSF WHITE RL100M","szt.",0.0,"EXCEL",null,null,null,191.7]
["TC006P2W-LSF","CW1308 6PR T/PHONE CABLE LSF WHITE RL200M","CW1308 6PR T/PHONE CABLE LSF WHITE RL200M","szt.",0.0,"EXCEL",null,null,null,383.4]
["TC100PE-INEX","CW1308B 100PR/E INT/EXT T/PHONE CABLE X 1 MTR","CW1308B 100PR/E INT/EXT T/PHONE CABLE X 1 MTR","m",0.0,"EXCEL",null,null,null,13.22]
["TC100PE-INEX-B2CA","CW1308B 100PR/E INT/EXT T/PHONE CABLE X 1 MTR B2ca","CW1308B 100PR/E INT/EXT T/PHONE CABLE X 1 MTR B2ca","m",0.0,"EXCEL",null,null,null,42.72]
["TC010PE-INEX-B2CA","CW1308B 10PR/E INT/EXT T/PHONE CABLE X 1MTR B2ca","CW1308B 10PR/E INT/EXT T/PHONE CABLE X 1MTR B2ca","m",0.0,"EXCEL",null,null,null,6.88]
["TC010PE-INEX","CW1308B 10PR/E INT/EXT T/PHONE CABLE X 1MTR Dca","CW1308B 10PR/E INT/EXT T/PHONE CABLE X 1MTR Dca","m",0.0,"EXCEL",null,null,null,1.9]
["TC200PE-INEX","CW1308B 200PR/E INT/EXT T/PHONE CABLE X 1 MTR","CW1308B 200PR/E INT/EXT T/PHONE CABLE X 1 MTR","m",0.0,"EXCEL",null,null,null,65.22]
["TC200PE-INEX-B2CA","CW1308B 200PR/E INT/EXT T/PHONE CABLE X 1 MTR B2ca","CW1308B 200PR/E INT/EXT T/PHONE CABLE X 1 MTR B2ca","m",0.0,"EXCEL",null,null,null,80.92]
["TC020PE-INEX","CW1308B 20PR/E INT/EXT T/PHONE CABLE X 1 MTR","CW1308B 20PR/E INT/EXT T/PHONE CABLE X 1 MTR","m",0.0,"EXCEL",null,null,null,3.64]
["TC020PE-INEX-B2CA","CW1308B 20PR/E INT/EXT T/PHONE CABLE X 1 MTR B2ca","CW1308B 20PR/E INT/EXT T/PHONE CABLE X 1 MTR B2ca","m",0.0,"EXCEL",null,null,null,10.6]
["TC025PE-INEX-B2CA","CW1308B 25PR/E INT/EXT T/PHONE CABLE X 1MTR B2ca","CW1308B 25PR/E INT/EXT T/PHONE CABLE X 1MTR B2ca","m",0.0,"EXCEL",null,null,null,14.22]
["TC025PE-INEX","CW1308B 25PR/E INT/EXT T/PHONE CABLE X 1MTR Dca","CW1308B 25PR/E INT/EXT T/PHONE CABLE X 1MTR Dca","m",0.0,"EXCEL",null,null,null,13.98]
["TC050PE-INEX-B2CA","CW1308B 50PR/E INT/EXT T/PHONE CABLE X 1MTR B2ca","CW1308B 50PR/E INT/EXT T/PHONE CABLE X 1MTR B2ca","m",0.0,"EXCEL",null,null,null,23.78]
["TC050PE-INEX","CW1308B 50PR/E INT/EXT T/PHONE CABLE X 1MTR Dca","CW1308B 50PR/E INT/EXT T/PHONE CABLE X 1MTR Dca","m",0.0,"EXCEL",null,null,null,7.12]
["F3552","Czujnik dymu - ActiPower","Czujnik dymu - ActiPower","szt.",0.0,"TECNOSTEEL",null,null,null,0.0]
["T3552","Czujnik dymu - ActiPower","Czujnik dymu - ActiPower","szt.",921.27,"TECNOSTEEL",null,null,null,0.0]
["F9143","Czujnik dymu (S)","Czujnik dymu (S)","szt.",0.0,"TECNOSTEEL",null,null,null,0.0]
["F3550","Czujnik otwarcia drzwi - ActiPower","Czujnik otwarcia drzwi - ActiPower","szt.",0.0,"TECNOSTEEL",null,null,null,0.0]
["T3550","Czujnik otwarcia drzwi - ActiPower","Czujnik otwarcia drzwi - ActiPower","szt.",286.15,"TECNOSTEEL",null,null,null,0.0]
["F3551","Czujnik temeperatury i wilgotności - ActiPower","Czujnik temeperatury i wilgotności - ActiPower","szt.",0.0,"TECNOSTEEL",null,null,null,0.0]
["T3551","Czujnik temeperatury i wilgotności - ActiPower","Czujnik temeperatury i wilgotności - ActiPower","szt.",865.44,"TECNOSTEEL",null,null,null,0.0]
["PCZUJ_TEMP_WILG","Czujnik temp. i wilgotnosci HTemp-1 Wire","Czujnik temp. i wilgotnosci HTemp-1 Wire","szt.",0.0,"Cobi szafy akcesoria",null,null,null,0.0]
["PCZUJ_TEMP","Czujnik Temp-1 Wire Rack19","Czujnik Temp-1 Wire Rack19","szt.",0.0,"Cobi szafy akcesoria",null,null,null,0.0]
["F9142","Czujnik temperatury i wilgotności (HT) do racka z ","Czujnik temperatury i wilgotności (HT) do racka z 3m kablem i rozdzielaczem","szt.",0.0,"TECNOSTEEL",null,null,null,0.0]
["SQ-ETHL-08","Czujnik temperatury mikroprocesorowy","Czujnik temperatury mikroprocesorowy","szt.",0.0,"Cobi szafy akcesoria",null,null,null,0.0]
["F0585","Czujnik temperatury na kablu 3m ","Czujnik temperatury na kablu 3m ","szt.",0.0,"TECNOSTEEL",null,null,null,0.0]
["T9192","Czujnik wł./wył. światła w korytarzu","Czujnik wł./wył. światła w korytarzu","szt.",398.85,"TECNOSTEEL",null,null,null,0.0]
["F3553","Czujnik zalania - ActiPower","Czujnik zalania - ActiPower","szt.",0.0,"TECNOSTEEL",null,null,null,0.0]
["F9149","Czujnik zalania (F) punktowy na kablu 3 m ","Czujnik zalania (F) punktowy na kablu 3 m ","szt.",0.0,"TECNOSTEEL",null,null,null,0.0]
["T3553","Czujnik zalania 2,2m - ActiPower","Czujnik zalania 2,2m - ActiPower","szt.",1284.2,"TECNOSTEEL",null,null,null,0.0]
["T3554","Czujnik zalania 5,2 - ActiPower","Czujnik zalania 5,2 - ActiPower","szt.",2498.61,"TECNOSTEEL",null,null,null,0.0]
["2643/LS","Czynsz / Portal ","Czynsz / Portal ","szt.",0.0,"USŁUGI",null,null,null,0.0]
["3562/LS","Czynsz / Portal ","Czynsz / Portal ","szt.",0.0,"USŁUGI",null,null,null,0.0]
["3563/LS","Czynsz / Portal ","Czynsz / Portal ","szt.",0.0,"USŁUGI",null,null,null,0.0]
["T1725N","Dach modułowy (uchylny) do zabudowy korytarza - 80","Dach modułowy (uchylny) do zabudowy korytarza - 800 x 1200 mm - dla szafy TX7","szt.",2245.76,"TECNOSTEEL",null,null,null,0.0]
["T1709N","Dach modułowy do zabudowy korytarza - 300 x 1000 m","Dach modułowy do zabudowy korytarza - 300 x 1000 mm - dla rozdzielnicy elektrycznej","szt.",1517.01,"TECNOSTEEL",null,null,null,0.0]
["T1709TN","Dach modułowy do zabudowy korytarza - 300 x 1000 m","Dach modułowy do zabudowy korytarza - 300 x 1000 mm - dla wymienników BladeCooling","szt.",1517.01,"TECNOSTEEL",null,null,null,0.0]
["T1710N","Dach modułowy do zabudowy korytarza - 300 x 1200 m","Dach modułowy do zabudowy korytarza - 300 x 1200 mm - dla rozdzielnicy elektrycznej","szt.",1956.25,"TECNOSTEEL",null,null,null,0.0]
["T1710NP","Dach modułowy do zabudowy korytarza - 300 x 1200 m","Dach modułowy do zabudowy korytarza - 300 x 1200 mm - dla wymienników BladeCooling (poliwęglanowy)","szt.",2265.64,"TECNOSTEEL",null,null,null,0.0]
["T1710TN","Dach modułowy do zabudowy korytarza - 300 x 1200 m","Dach modułowy do zabudowy korytarza - 300 x 1200 mm - dla wymienników BladeCooling","szt.",1956.25,"TECNOSTEEL",null,null,null,0.0]
["T1700N","Dach modułowy do zabudowy korytarza - 600 x 1200 m","Dach modułowy do zabudowy korytarza - 600 x 1200 mm - dla szafy TX7","szt.",1946.31,"TECNOSTEEL",null,null,null,0.0]
["T1720NF","Dach modułowy do zabudowy korytarza - 800 x 1200 m","Dach modułowy do zabudowy korytarza - 800 x 1200 mm - dla panela gaśniczego \"FireFighter Corridor\"","szt.",2245.76,"TECNOSTEEL",null,null,null,0.0]
["F1551","DADATKOWY DACH DO SZAFEK IP O GŁ. 500 mm","DADATKOWY DACH DO SZAFEK IP O GŁ. 500 mm","szt.",438.23,"TECNOSTEEL",null,null,null,0.0]
["202-047","DATA T CUTTER","DATA T CUTTER","szt.",0.0,"EXCEL",null,null,null,12.98]
["DHI-NKB1000","DHI-NKB1000","DHI-NKB1000","szt.",0.0,"CCTV",null,null,null,0.0]
["AR-05-005","DisplayPort Cable V1.4 10Mtr",null,"szt.",0.0,"EXCEL",null,null,null,42.0]
["AR-60-005","DisplayPort to HDMI Adaptor Flylead Black","DisplayPort to HDMI Adaptor Flylead Black","szt.",0.0,"EXCEL",null,null,null,9.46]
["DCJA-2FB13B-42A","DKDC,1C,800W,1000D,SPF2,FD-FMF,RD-SMF,FKS,RKS,CHDL","DKDC,1C,800W,1000D,SPF2,FD-FMF,RD-SMF,FKS,RKS,CHDLF,BLK,42U,ASM","szt.",0.0,"SIEMON",null,null,null,0.0]
["F9868","DRABINKA KABLOWA 300x20 mm DLA SZAF 42Ux1000 GŁ. (","DRABINKA KABLOWA 300x20 mm DLA SZAF 42Ux1000 GŁ. (1 szt.) ","szt.",322.64,"TECNOSTEEL",null,null,null,0.0]
[5010999.0,"Drzwi do szafy","Drzwi do szafy","szt.",0.0,"Cobi szafy akcesoria",null,null,null,0.0]
["ACR71-0600","Drzwi metalowe pełne do szafy wiszącej CobiCabling","Drzwi metalowe pełne do szafy wiszącej CobiCabling Ravus 6U, bez zamka, czarne RAL9005","szt.",97.03,"Cobi szafy akcesoria",null,null,null,0.0]
["ACR71-0900","Drzwi metalowe pełne do szafy wiszącej CobiCabling","Drzwi metalowe pełne do szafy wiszącej CobiCabling Ravus 9U, bez zamka, czarne RAL9005","szt.",118.4,"Cobi szafy akcesoria",null,null,null,0.0]
["P9611","Drzwi perforowane 75% 24Ux600","Drzwi perforowane 75% 24Ux600","szt.",0.0,"Cobi szafy akcesoria",null,null,null,0.0]
["P9635B2","Drzwi podwójne perforow 42Ux800 PROGRESS","Drzwi podwójne perforow 42Ux800 PROGRESS","szt.",0.0,"Cobi szafy akcesoria",null,null,null,0.0]
["ST6000VX0001","DYSK","DYSK","szt.",0.0,"CCTV",null,null,null,0.0]
["EKSPLOATACJA/M","Eksploatacja -  magazyn","Eksploatacja -  magazyn","szt.",0.0,"USŁUGI",null,null,null,0.0]
["CI-SCISSORS","ELECTRICIANS SCISSORS","ELECTRICIANS SCISSORS","szt.",0.0,"SIEMON",null,null,null,53.22]
["205-333","ENBEAM 1 CORE 9/125 TB INT DROP CABLE G.657.A2",null,"szt.",0.0,"EXCEL",null,null,null,0.44]
["208-908","Enbeam 1 X 16 SC APC Boxed PLC splitter 1mtr tail","Enbeam 1 X 16 SC APC Boxed PLC splitter 1mtr tail","szt.",0.0,"EXCEL",null,null,null,143.84]
["208-818","Enbeam 12 Fibre Unit OM3 blown fibre","Enbeam 12 Fibre Unit OM3 blown fibre 2000m","szt.",0.0,"EXCEL",null,null,null,4.74]
["208-202","Enbeam 12 LC Dplx MM (Beige) Demarcation box","Enbeam 12 LC Dplx MM (Beige) Demarcation box","szt.",0.0,"EXCEL",null,null,null,86.5]
["208-200","Enbeam 12 LC Dplx SM (Blue) Demarcation box","Enbeam 12 LC Dplx SM (Blue) Demarcation box","szt.",0.0,"EXCEL",null,null,null,86.5]
["208-207","Enbeam 12 SC Splx MM (Beige) Demarcation box","Enbeam 12 SC Splx MM (Beige) Demarcation box","szt.",0.0,"EXCEL",null,null,null,43.24]
["208-210","Enbeam 12 SC Splx SM (Blue) din rail box","Enbeam 12 SC Splx SM (Blue) din rail box","szt.",0.0,"EXCEL",null,null,null,43.24]
["208-211","Enbeam 12 SC Splx SM APC (Green) din rail box","Enbeam 12 SC Splx SM APC (Green) din rail box","szt.",0.0,"EXCEL",null,null,null,43.24]
["460-020","ENBEAM 120MM BEND RADIUS TRUMPET END LSZH","ENBEAM 120MM BEND RADIUS TRUMPET END LSZH","szt.",0.0,"EXCEL",null,null,null,0.0]
["460-038","ENBEAM 120MM EXTERNAL 45 BEND COVER LSZH","ENBEAM 120MM EXTERNAL 45 BEND COVER LSZH","szt.",0.0,"EXCEL",null,null,null,0.0]
["460-040","ENBEAM 120MM HORIZONTAL 45 DEGREE BEND COVER LSZH","ENBEAM 120MM HORIZONTAL 45 DEGREE BEND COVER LSZH","szt.",0.0,"EXCEL",null,null,null,0.0]
["460-036","ENBEAM 120MM INTERNAL 45 BEND COVER LSZH","ENBEAM 120MM INTERNAL 45 BEND COVER LSZH","szt.",0.0,"EXCEL",null,null,null,0.0]
["460-032","ENBEAM 120MM TRUNKING COVER LSZH","ENBEAM 120MM TRUNKING COVER LSZH","szt.",0.0,"EXCEL",null,null,null,0.0]
["328-012","ENBEAM 12F ULW ARIAL RODENT RESIST CBL G657-A1 Fca","ENBEAM 12F ULW ARIAL RODENT RESIST CBL G657-A1 Fca","m",0.0,"EXCEL",null,null,null,0.86]
["208-507","ENBEAM 144 FOSC MECHANICAL SEALS (BOX TYPE)","ENBEAM 144 FOSC MECHANICAL SEALS (BOX TYPE)","szt.",0.0,"EXCEL",null,null,null,194.62]
["208-809","Enbeam 19Way Internal LZ0H 5/3.5mm Blowing Tube","Enbeam 19Way Internal LZ0H 5/3.5mm Blowing Tube","m",0.0,"EXCEL",null,null,null,14.18]
["208-120","ENBEAM 1U 144C HD CASSETTE F/OPTIC P/PANEL",null,"szt.",0.0,"EXCEL",null,null,null,362.66]
["208-811","ENBEAM 2 FIBRE UNIT SM G657A1 BLOWN FIBRE","ENBEAM 2 FIBRE UNIT SM G657A1 BLOWN FIBRE 2000m","szt.",0.0,"EXCEL",null,null,null,0.98]
["208-767","ENBEAM 2 WAY HDPE EXTERNAL 14/10mm B/TUBE GREEN","ENBEAM 2 WAY HDPE EXTERNAL 14/10mm B/TUBE GREEN","m",0.0,"EXCEL",null,null,null,2.94]
["203-542","ENBEAM 24 WAY OM3 F/PANEL-24 LC DX 48F AQ","ENBEAM 24 WAY OM3 F/PANEL-24 LC DX 48F AQ","szt.",0.0,"EXCEL",null,null,null,108.32]
["203-532","ENBEAM 24 WAY OM3 F/PANEL-24 SC DX 48F AQ","ENBEAM 24 WAY OM3 F/PANEL-24 SC DX 48F AQ","szt.",0.0,"EXCEL",null,null,null,108.32]
["460-021","ENBEAM 240MM BEND RADIUS TRUMPET END LSZH","ENBEAM 240MM BEND RADIUS TRUMPET END LSZH","szt.",0.0,"EXCEL",null,null,null,0.0]
["460-004","ENBEAM 240MM CONNECTOR LSZH","ENBEAM 240MM CONNECTOR LSZH","szt.",0.0,"EXCEL",null,null,null,0.0]
["460-002","ENBEAM 240MM FIBRE CABLE TRAY LSZH","ENBEAM 240MM FIBRE CABLE TRAY LSZH","szt.",0.0,"EXCEL",null,null,null,0.0]
["460-013","ENBEAM 240MM HORIZONTAL 45 DEGREE BEND LSZH","ENBEAM 240MM HORIZONTAL 45 DEGREE BEND LSZH","szt.",0.0,"EXCEL",null,null,null,0.0]
["460-056","ENBEAM 240MM L BRACKET SUPPORT","ENBEAM 240MM L BRACKET SUPPORT","szt.",0.0,"EXCEL",null,null,null,0.0]
["460-044","ENBEAM 240MM TO 120MM REDUCER TEE COVER LSZH","ENBEAM 240MM TO 120MM REDUCER TEE COVER LSZH","szt.",0.0,"EXCEL",null,null,null,0.0]
["460-033","ENBEAM 240MM TRUNKING COVER LSZH","ENBEAM 240MM TRUNKING COVER LSZH","szt.",0.0,"EXCEL",null,null,null,0.0]
["208-810","Enbeam 24Way Internal LZ0H 5/3.5mm Blowing Tube","Enbeam 24Way Internal LZ0H 5/3.5mm Blowing Tube","m",0.0,"EXCEL",null,null,null,17.02]
["208-508","ENBEAM 288 FOSC MECHANICAL SEALS (DOME TYPE)","ENBEAM 288 FOSC MECHANICAL SEALS (DOME TYPE)","szt.",0.0,"EXCEL",null,null,null,237.86]
["208-521","ENBEAM 360 FOSC MECHANICAL SEALS (DOME TYPE)","ENBEAM 360 FOSC MECHANICAL SEALS (DOME TYPE)","szt.",0.0,"EXCEL",null,null,null,259.48]
["208-816","Enbeam 4 Fibre Unit OM3 blown fibre","Enbeam 4 Fibre Unit OM3 blown fibre 2000m","szt.",0.0,"EXCEL",null,null,null,1.74]
["208-768","ENBEAM 4 WAY HDPE EXTERNAL 14/10mm B/TUBE GREEN","ENBEAM 4 WAY HDPE EXTERNAL 14/10mm B/TUBE GREEN","m",0.0,"EXCEL",null,null,null,4.9]
["208-788","ENBEAM 4 WAY HDPE EXTERNAL 18/14mm B/TUBE GREEN","ENBEAM 4 WAY HDPE EXTERNAL 18/14mm B/TUBE GREEN","m",0.0,"EXCEL",null,null,null,8.36]
["208-500","ENBEAM 48 FOSC MECHANICAL SEALS (DOME TYPE)","ENBEAM 48 FOSC MECHANICAL SEALS (DOME TYPE)","szt.",0.0,"EXCEL",null,null,null,151.36]
["328-004","ENBEAM 4F ULW ARIAL RODENT RESIST CBL G657-A1 Fca",null,"szt.",0.0,"EXCEL",null,null,null,1.48]
["208-821","ENBEAM 5mm BLOWN TUBE STOP END.","ENBEAM 5mm BLOWN TUBE STOP END","szt.",0.0,"EXCEL",null,null,null,1.94]
["208-769","ENBEAM 7 WAY HDPE EXTERNAL 14/10mm B/TUBE GREEN","ENBEAM 7 WAY HDPE EXTERNAL 14/10mm B/TUBE GREEN","m",0.0,"EXCEL",null,null,null,6.8]
["208-793","ENBEAM 8 F EXTERNAL SM G657A1 B/FIBRE 2.1mm Fca","ENBEAM 8 F EXTERNAL SM G657A1 B/FIBRE 2.1mm Fca","m",0.0,"EXCEL",null,null,null,0.48]
["329-008","ENBEAM 8F ULTRA LIGHTWEIGHT AERIAL CBL G657-A1 Fca","ENBEAM 8F ULTRA LIGHTWEIGHT AERIAL CBL G657-A1 Fca","m",0.0,"EXCEL",null,null,null,0.0]
["208-531","ENBEAM AERIAL MOUNT KIT for 208-518 to 523 FOSC","ENBEAM AERIAL MOUNT KIT for 208-518 to 523 FOSC","szt.",0.0,"EXCEL",null,null,null,12.98]
["208-827","ENBEAM BLOWN FIBRE TUBE REDUCER 6mm - 4mm","ENBEAM BLOWN FIBRE TUBE REDUCER 6mm - 4mm","szt.",0.0,"EXCEL",null,null,null,8.64]
["208-892","ENBEAM BLOWN TUBE REPAIR KIT for 14mm DUCT","ENBEAM BLOWN TUBE REPAIR KIT for 14mm DUCT","szt.",0.0,"EXCEL",null,null,null,61.64]
["208-882","ENBEAM DIVISIBLE GAS BLOCK 16mm 6.5-8mm CBL","ENBEAM DIVISIBLE GAS BLOCK 16mm 6.5-8mm CBL","szt.",0.0,"EXCEL",null,null,null,24.38]
["200-364-05","ENBEAM DUPLEX LC SINGLEMODE ADAPTOR PK5","ENBEAM DUPLEX LC SINGLEMODE ADAPTOR PK5","szt.",0.0,"EXCEL",null,null,null,0.0]
["330-144","ENBEAM EXTERNAL 144F MULTI LOOSE TUBE SM G652D Fca","ENBEAM EXTERNAL 144F MULTI LOOSE TUBE SM G652D Fca","m",0.0,"EXCEL",null,null,null,0.0]
["330-192","ENBEAM EXTERNAL 192F MULTI LOOSE TUBE SM G652D Fca","ENBEAM EXTERNAL 192F MULTI LOOSE TUBE SM G652D Fca","m",0.0,"EXCEL",null,null,null,0.0]
["330-048","ENBEAM EXTERNAL 48F MULTI LOOSE TUBE SM G652D Fca","ENBEAM EXTERNAL 48F MULTI LOOSE TUBE SM G652D Fca","m",0.0,"EXCEL",null,null,null,0.0]
["200-389-05","ENBEAM FC MULTIMODE ADAPTOR PK5","ENBEAM FC MULTIMODE ADAPTOR PK5","szt.",0.0,"EXCEL",null,null,null,8.64]
["200-447","ENBEAM FTTH OUTLET LOADED 2XSC/APC SPX ADAPTORS","ENBEAM FTTH OUTLET LOADED 2XSC/APC SPX ADAPTORS","szt.",0.0,"EXCEL",null,null,null,8.64]
["200-446","ENBEAM FTTH OUTLET UP TO 4 FIBRE UNLOADED","ENBEAM FTTH OUTLET UP TO 4 FIBRE UNLOADED","szt.",0.0,"EXCEL",null,null,null,6.48]
["208-869","ENBEAM GAS BLOCK CONNECTOR 16mm for 10-12mm","ENBEAM GAS BLOCK CONNECTOR 16mm for 10-12mm","szt.",0.0,"EXCEL",null,null,null,15.42]
["208-131","ENBEAM HD 12 PORT-24F LC-MTP OM3 CASSETTE LOADED",null,"szt.",0.0,"EXCEL",null,null,null,673.48]
["208-123","ENBEAM HD 12 PORT-24F-LC DPX-OM4 CASSETTE-EMPTY",null,"szt.",0.0,"EXCEL",null,null,null,310.86]
["208-131-MOD2","ENBEAM HD 12PORT-24F LC-MTP OM3 CASSETTE LOADED M2",null,"szt.",0.0,"EXCEL",null,null,null,673.48]
["208-128-MOD1","ENBEAM HD 12PORT-24F LC-MTP OS2 CASSETTE LOADED M1",null,"szt.",0.0,"EXCEL",null,null,null,725.32]
["208-116","ENBEAM HD 4 PORT MTP SM COUPLER CASSETTE LOADED","ENBEAM HD 4 PORT MTP SM COUPLER CASSETTE LOADED","szt.",0.0,"EXCEL",null,null,null,129.74]
["208-113","ENBEAM HD 6 PORT-12F LC-MTP OM4 CASSETTE LOADED","ENBEAM HD 6 PORT-12F LC-MTP OM4 CASSETTE LOADED","szt.",0.0,"EXCEL",null,null,null,173.0]
["208-111-MF","ENBEAM HD 6 PORT-12F LC-MTP OS2 CASSETTE LOADED",null,"szt.",0.0,"EXCEL",null,null,null,362.66]
["208-111-MOD1","ENBEAM HD 6 PORT-12F LC-MTP OS2 CASSETTE LOADED M1","ENBEAM HD 6 PORT-12F LC-MTP OS2 CASSETTE LOADED M1","szt.",0.0,"EXCEL",null,null,null,0.0]
["208-107-MF","ENBEAM HD 6 PORT-12F-LC QUAD-OM4 CASSETTE-EMPTY",null,"szt.",0.0,"EXCEL",null,null,null,682.1]
["208-108-MF","ENBEAM HD 6 PORT-12F-LC QUAD-OS2 CASSETTE+P/TAILS",null,"szt.",0.0,"EXCEL",null,null,null,259.04]
["208-828","Enbeam HDPE Ext Duct 19x5x3mm Black","Enbeam HDPE Ext Duct 19x5x3mm Black","m",0.0,"EXCEL",null,null,null,12.1]
["200-940","ENBEAM HYBRID PANEL 12 x SC + 12 RJ45 UNLOADED","ENBEAM HYBRID PANEL 12 x SC + 12 RJ45 UNLOADED","szt.",0.0,"EXCEL",null,null,null,110.0]
["208-185","ENBEAM IP54 FO ACCESS TERMINAL BOX 6 SC/APC DUPLEX","ENBEAM IP54 FO ACCESS TERMINAL BOX 6 SC/APC DUPLEX","szt.",0.0,"EXCEL",null,null,null,32.44]
["208-174","ENBEAM IP55 FO ACCESS TERMINAL BOX 12 SC/APC","ENBEAM IP55 FO ACCESS TERMINAL BOX 12 SC/APC","szt.",0.0,"EXCEL",null,null,null,90.82]
["208-177","ENBEAM IP55 FO ACCESS TERMINAL BOX 24 SM SC/UPC","ENBEAM IP55 FO ACCESS TERMINAL BOX 24 SM SC/UPC","szt.",0.0,"EXCEL",null,null,null,97.3]
["200-357","Enbeam LC APC Quad Flanged Singlemode Adaptor","Enbeam LC APC Quad Flanged Singlemode Adaptor","szt.",0.0,"EXCEL",null,null,null,5.4]
["200-362-06","ENBEAM LC DPX FLANGELESS S/MODE ADAPTOR-BLUE PK6","ENBEAM LC DPX FLANGELESS S/MODE ADAPTOR-BLUE PK6","szt.",0.0,"EXCEL",null,null,null,16.78]
["200-385-05","Enbeam LC Duplex F/Less Shuttered APC Adaptor 5pk","Enbeam LC Duplex F/Less Shuttered APC Adaptor 5pk","szt.",0.0,"EXCEL",null,null,null,0.0]
["200-359-05","ENBEAM LC DUPLEX FLANGELESS APC ADAPTOR PK5","ENBEAM LC DUPLEX FLANGELESS APC ADAPTOR PK5","szt.",0.0,"EXCEL",null,null,null,15.16]
["201-143","Enbeam LC DX Shuttered Adaptor Aqua for 203-55*","Enbeam LC DX Shuttered Adaptor Aqua for 203-55*","szt.",0.0,"EXCEL",null,null,null,10.82]
["201-143-05","ENBEAM LC DX SHUTTERED ADAPTR AQUA FOR 203-55* PK5","ENBEAM LC DX SHUTTERED ADAPTR AQUA FOR 203-55* PK5","szt.",0.0,"EXCEL",null,null,null,54.06]
["200-363-05","ENBEAM LC MULTIMODE ADAPTOR PK5","ENBEAM LC MULTIMODE ADAPTOR PK5","szt.",0.0,"EXCEL",null,null,null,12.58]
["201-133-05","ENBEAM LC QUAD ADAPTOR MULTIMODE-VIOLET PK5","ENBEAM LC QUAD ADAPTOR MULTIMODE-VIOLET PK5","szt.",0.0,"EXCEL",null,null,null,0.0]
["201-142-06","ENBEAM LC QUAD FLANGELESS ADAPTOR M/MODE-AQUA PK6","ENBEAM LC QUAD FLANGELESS ADAPTOR M/MODE-AQUA PK6","szt.",0.0,"EXCEL",null,null,null,38.92]
["201-142","ENBEAM LC QUAD FLANGELESS ADAPTOR MULTIMODE-AQUA","ENBEAM LC QUAD FLANGELESS ADAPTOR MULTIMODE-AQUA","szt.",0.0,"EXCEL",null,null,null,6.48]
["208-565","ENBEAM LC SINGLEMODE 10DB ATTENUATOR","ENBEAM LC SINGLEMODE 10DB ATTENUATOR","szt.",0.0,"EXCEL",null,null,null,8.64]
["208-563","ENBEAM LC SINGLEMODE 2DB ATTENUATOR","ENBEAM LC SINGLEMODE 2DB ATTENUATOR","szt.",0.0,"EXCEL",null,null,null,8.64]
["208-569","ENBEAM LCA SINGLEMODE 2DB ATTENUATOR","ENBEAM LCA SINGLEMODE 2DB ATTENUATOR","szt.",0.0,"EXCEL",null,null,null,8.64]
["327-144","ENBEAM MICRO BLOWN 144 CORE 200um SM G652D Fca","ENBEAM MICRO BLOWN 144 CORE 200um SM G652D Fca","m",0.0,"EXCEL",null,null,null,0.0]
["328-192","ENBEAM MICRO BLOWN 192 CORE 200um SM G657-A1 Fca","ENBEAM MICRO BLOWN 192 CORE 200um SM G657-A1 Fca","m",0.0,"EXCEL",null,null,null,5.68]
["328-288","ENBEAM MICRO BLOWN 288 CORE 200um SM G657-A1 Fca","ENBEAM MICRO BLOWN 288 CORE 200um SM G657-A1 Fca","m",0.0,"EXCEL",null,null,null,8.68]
["325-432","ENBEAM MICRO BLOWN 432 CORE SM G657-A1 FIBRE Fca","ENBEAM MICRO BLOWN 432 CORE SM G657-A1 FIBRE Fca","m",0.0,"EXCEL",null,null,null,8.64]
["326-072","ENBEAM MICRO BLOWN 72 CORE SM G652D FIBRE Fca","ENBEAM MICRO BLOWN 72 CORE SM G652D FIBRE Fca","m",0.0,"EXCEL",null,null,null,0.0]
["202-001","ENBEAM OM1 P/LEAD LC-LC 62.5/125 DX GE 15M","ENBEAM OM1 P/LEAD LC-LC 62.5/125 DX GE 15M","szt.",0.0,"EXCEL",null,null,null,15.14]
["200-181","ENBEAM OM1 P/LEAD LC-LC 62.5/125 DX GE 1M","ENBEAM OM1 P/LEAD LC-LC 62.5/125 DX GE 1M","szt.",0.0,"EXCEL",null,null,null,7.56]
["200-184","ENBEAM OM1 P/LEAD LC-LC 62.5/125 DX GE 5M","ENBEAM OM1 P/LEAD LC-LC 62.5/125 DX GE 5M","szt.",0.0,"EXCEL",null,null,null,13.7]
["200-187","ENBEAM OM1 P/LEAD LC-SC 62.5/125 DX GE 3M","ENBEAM OM1 P/LEAD LC-SC 62.5/125 DX GE 3M","szt.",0.0,"EXCEL",null,null,null,9.52]
["202-006","ENBEAM OM1 P/LEAD LC-ST 62.5/125 DX GE 10M","ENBEAM OM1 P/LEAD LC-ST 62.5/125 DX GE 10M","szt.",0.0,"EXCEL",null,null,null,10.82]
["202-186","ENBEAM OM1 P/LEAD LC-ST 62.5/125 DX GE 30M","ENBEAM OM1 P/LEAD LC-ST 62.5/125 DX GE 30M","szt.",0.0,"EXCEL",null,null,null,25.94]
["200-525","ENBEAM OM1 P/LEAD SC-SC 62.5/125 DX GE 15M","ENBEAM OM1 P/LEAD SC-SC 62.5/125 DX GE 15M","szt.",0.0,"EXCEL",null,null,null,14.06]
["200-520","ENBEAM OM1 P/LEAD SC-SC 62.5/125 DX GE 3M","ENBEAM OM1 P/LEAD SC-SC 62.5/125 DX GE 3M","szt.",0.0,"EXCEL",null,null,null,7.56]
["200-610","ENBEAM OM1 P/LEAD ST-SC 62.5/125 DX GE 2M","ENBEAM OM1 P/LEAD ST-SC 62.5/125 DX GE 2M","szt.",0.0,"EXCEL",null,null,null,6.38]
["200-326","ENBEAM OM1 P/LEAD ST-ST 62.5/125 DX GE 15M","ENBEAM OM1 P/LEAD ST-ST 62.5/125 DX GE 15M","szt.",0.0,"EXCEL",null,null,null,18.8]
["200-300","ENBEAM OM1 P/LEAD ST-ST 62.5/125 DX GE 2M","ENBEAM OM1 P/LEAD ST-ST 62.5/125 DX GE 2M","szt.",0.0,"EXCEL",null,null,null,6.46]
["200-168","ENBEAM OM2 P/LEAD LC-LC 50/125 DX OR 1M","ENBEAM OM2 P/LEAD LC-LC 50/125 DX OR 1M","szt.",0.0,"EXCEL",null,null,null,6.48]
["200-171","ENBEAM OM2 P/LEAD LC-LC 50/125 DX OR 5M","ENBEAM OM2 P/LEAD LC-LC 50/125 DX OR 5M","szt.",0.0,"EXCEL",null,null,null,10.82]
["202-178","ENBEAM OM2 P/LEAD LC-SC 50/125 DX OR 0.5M","ENBEAM OM2 P/LEAD LC-SC 50/125 DX OR 0.5M","szt.",0.0,"EXCEL",null,null,null,7.16]
["200-095","ENBEAM OM2 P/LEAD LC-SC 50/125 DX OR 20M","ENBEAM OM2 P/LEAD LC-SC 50/125 DX OR 20M","szt.",0.0,"EXCEL",null,null,null,19.46]
["202-184","ENBEAM OM2 P/LEAD LC-ST 50/125 DX OR 0.5M","ENBEAM OM2 P/LEAD LC-ST 50/125 DX OR 0.5M","szt.",0.0,"EXCEL",null,null,null,7.16]
["200-179","ENBEAM OM2 P/LEAD LC-ST 50/125 DX OR 5M","ENBEAM OM2 P/LEAD LC-ST 50/125 DX OR 5M","szt.",0.0,"EXCEL",null,null,null,11.2]
["200-224","ENBEAM OM2 P/LEAD SC-SC 50/125 DX OR 1M","ENBEAM OM2 P/LEAD SC-SC 50/125 DX OR 1M","szt.",0.0,"EXCEL",null,null,null,5.72]
["200-229","ENBEAM OM2 P/LEAD SC-SC 50/125 DX OR 5M","ENBEAM OM2 P/LEAD SC-SC 50/125 DX OR 5M","szt.",0.0,"EXCEL",null,null,null,9.5]
["200-222","ENBEAM OM2 P/LEAD ST-SC 50/125 DX OR 5M","ENBEAM OM2 P/LEAD ST-SC 50/125 DX OR 5M","szt.",0.0,"EXCEL",null,null,null,9.5]
["200-287","ENBEAM OM2 P/LEAD ST-ST 50/125 DX OR 20M","ENBEAM OM2 P/LEAD ST-ST 50/125 DX OR 20M","szt.",0.0,"EXCEL",null,null,null,23.78]
["200-204","ENBEAM OM2 P/LEAD ST-ST 50/125 DX OR 3M","ENBEAM OM2 P/LEAD ST-ST 50/125 DX OR 3M","szt.",0.0,"EXCEL",null,null,null,7.6]
["202-176","ENBEAM OM3 P/LEAD LC-LC 50/125 DX AQ 30M","ENBEAM OM3 P/LEAD LC-LC 50/125 DX AQ 30M","szt.",0.0,"EXCEL",null,null,null,25.94]
["200-054","ENBEAM OM3 P/LEAD LC-SC 50/125 DX AQ 1M","ENBEAM OM3 P/LEAD LC-SC 50/125 DX AQ 1M","szt.",0.0,"EXCEL",null,null,null,8.64]
["200-071","ENBEAM OM3 P/LEAD LC-ST 50/125 DX AQ 10M","ENBEAM OM3 P/LEAD LC-ST 50/125 DX AQ 10M","szt.",0.0,"EXCEL",null,null,null,17.72]
["200-064","ENBEAM OM3 P/LEAD LC-ST 50/125 DX AQ 3M","ENBEAM OM3 P/LEAD LC-ST 50/125 DX AQ 3M","szt.",0.0,"EXCEL",null,null,null,9.74]
["203-501","ENBEAM OM3 P/LEAD PULL TAB LC-LC 50/125 DX AQ 1M","ENBEAM OM3 P/LEAD PULL TAB LC-LC 50/125 DX AQ 1M","szt.",0.0,"EXCEL",null,null,null,11.9]
["203-520","ENBEAM OM3 P/LEAD PULL TAB LC-LC 50/125 DX AQ 20M","ENBEAM OM3 P/LEAD PULL TAB LC-LC 50/125 DX AQ 20M","szt.",0.0,"EXCEL",null,null,null,25.94]
["200-006","ENBEAM OM3 P/LEAD SC-SC 50/125 DX AQ 2M","ENBEAM OM3 P/LEAD SC-SC 50/125 DX AQ 2M","szt.",0.0,"EXCEL",null,null,null,8.14]
["200-008","ENBEAM OM3 P/LEAD SC-SC 50/125 DX AQ 5M","ENBEAM OM3 P/LEAD SC-SC 50/125 DX AQ 5M","szt.",0.0,"EXCEL",null,null,null,11.46]
["200-014","ENBEAM OM3 P/LEAD ST-SC 50/125 DX AQ 2M","ENBEAM OM3 P/LEAD ST-SC 50/125 DX AQ 2M","szt.",0.0,"EXCEL",null,null,null,7.3]
["200-004","ENBEAM OM3 P/LEAD ST-ST 50/125 DX AQ 5M","ENBEAM OM3 P/LEAD ST-ST 50/125 DX AQ 5M","szt.",0.0,"EXCEL",null,null,null,11.18]
["203-401","ENBEAM OM3 P/LEAD UNIBOOT LC-LC 50/125 DX AQ 1M","ENBEAM OM3 P/LEAD UNIBOOT LC-LC 50/125 DX AQ 1M","szt.",0.0,"EXCEL",null,null,null,11.9]
["204-323","ENBEAM OM4 P/LEAD LC-LC 50/125 DX AQ 10M","ENBEAM OM4 P/LEAD LC-LC 50/125 DX AQ 10M","szt.",0.0,"EXCEL",null,null,null,21.62]
["204-329","ENBEAM OM4 P/LEAD LC-LC 50/125 DX VT 0.5M","ENBEAM OM4 P/LEAD LC-LC 50/125 DX VT 0.5M","szt.",0.0,"EXCEL",null,null,null,6.0]
["204-333","ENBEAM OM4 P/LEAD LC-LC 50/125 DX VT 5M","ENBEAM OM4 P/LEAD LC-LC 50/125 DX VT 5M","szt.",0.0,"EXCEL",null,null,null,15.14]
["204-334","ENBEAM OM4 P/LEAD LC-SC 50/125 DX VT 1M","ENBEAM OM4 P/LEAD LC-SC 50/125 DX VT 1M","szt.",0.0,"EXCEL",null,null,null,7.56]
["204-515","ENBEAM OM4 P/LEAD PULL TAB LC-LC 50/125 DX VT 15M","ENBEAM OM4 P/LEAD PULL TAB LC-LC 50/125 DX VT 15M","szt.",0.0,"EXCEL",null,null,null,32.44]
["204-520","ENBEAM OM4 P/LEAD PULL TAB LC-LC 50/125 DX VT 20M","ENBEAM OM4 P/LEAD PULL TAB LC-LC 50/125 DX VT 20M","szt.",0.0,"EXCEL",null,null,null,41.08]
["204-338","ENBEAM OM4 P/LEAD SC-SC 50/125 DX VT 1M","ENBEAM OM4 P/LEAD SC-SC 50/125 DX VT 1M","szt.",0.0,"EXCEL",null,null,null,8.64]
["204-339","ENBEAM OM4 P/LEAD SC-SC 50/125 DX VT 2M","ENBEAM OM4 P/LEAD SC-SC 50/125 DX VT 2M","szt.",0.0,"EXCEL",null,null,null,10.82]
["204-415","ENBEAM OM4 P/LEAD UNIBOOT LC-LC 50/125 DX VT 15M","ENBEAM OM4 P/LEAD UNIBOOT LC-LC 50/125 DX VT 15M","szt.",0.0,"EXCEL",null,null,null,32.44]
["204-707","Enbeam OM5 12 core Fibre Loose Tube Dca","Enbeam OM5 12 core Fibre Loose Tube Dca","m",0.0,"EXCEL",null,null,null,22.3]
["204-709","Enbeam OM5 24 core Fibre Loose Tube Dca","Enbeam OM5 24 core Fibre Loose Tube Dca","m",0.0,"EXCEL",null,null,null,44.22]
["204-700","Enbeam OM5 4 Core Fibre Tight Buffered Cable - Cca","Enbeam OM5 4 Core Fibre Tight Buffered Cable - Cca","m",0.0,"EXCEL",null,null,null,11.12]
["204-601","ENBEAM OM5 P/LEAD LC-LC 50/125 DX LGN 1M","ENBEAM OM5 P/LEAD LC-LC 50/125 DX LGN 1M","szt.",0.0,"EXCEL",null,null,null,15.14]
["204-607","ENBEAM OM5 P/LEAD LC-SC 50/125 DX LGN 2M","ENBEAM OM5 P/LEAD LC-SC 50/125 DX LGN 2M","szt.",0.0,"EXCEL",null,null,null,17.3]
["333-288","ENBEAM OS2 288F EXTERNAL MULTI L/TUBE CST BLK Fca","ENBEAM OS2 288F EXTERNAL MULTI L/TUBE CST BLK Fca","m",0.0,"EXCEL",null,null,null,6.48]
["200-501","ENBEAM OS2 P/LEAD FC-FC 9/125 DX YW 1M","ENBEAM OS2 P/LEAD FC-FC 9/125 DX YW 1M","szt.",0.0,"EXCEL",null,null,null,8.42]
["200-504","ENBEAM OS2 P/LEAD FC-FC 9/125 DX YW 5M","ENBEAM OS2 P/LEAD FC-FC 9/125 DX YW 5M","szt.",0.0,"EXCEL",null,null,null,10.82]
["200-513","ENBEAM OS2 P/LEAD FC-ST 9/125 DX YW 5M","ENBEAM OS2 P/LEAD FC-ST 9/125 DX YW 5M","szt.",0.0,"EXCEL",null,null,null,10.82]
["200-966","ENBEAM OS2 P/LEAD G657 LC-LC 9/125 DX BU 5M","ENBEAM OS2 P/LEAD G657 LC-LC 9/125 DX BU 5M","szt.",0.0,"EXCEL",null,null,null,10.82]
["200-960","ENBEAM OS2 P/LEAD G657 LC-SC 9/125 DX BU 3M","ENBEAM OS2 P/LEAD G657 LC-SC 9/125 DX BU 3M","szt.",0.0,"EXCEL",null,null,null,15.14]
["200-961","ENBEAM OS2 P/LEAD G657 LC-SC 9/125 DX BU 5M","ENBEAM OS2 P/LEAD G657 LC-SC 9/125 DX BU 5M","szt.",0.0,"EXCEL",null,null,null,17.3]
["200-956","ENBEAM OS2 P/LEAD G657 SC-SC 9/125 DX BU 5M","ENBEAM OS2 P/LEAD G657 SC-SC 9/125 DX BU 5M","szt.",0.0,"EXCEL",null,null,null,15.14]
["200-203","ENBEAM OS2 P/LEAD LC-LC 9/125 DX YW 15M","ENBEAM OS2 P/LEAD LC-LC 9/125 DX YW 15M","szt.",0.0,"EXCEL",null,null,null,17.3]
["200-098","ENBEAM OS2 P/LEAD LC-SC 9/125 DX YW 10M","ENBEAM OS2 P/LEAD LC-SC 9/125 DX YW 10M","szt.",0.0,"EXCEL",null,null,null,12.98]
["200-686","ENBEAM OS2 P/LEAD LC-SC 9/125 DX YW 1M","ENBEAM OS2 P/LEAD LC-SC 9/125 DX YW 1M","szt.",0.0,"EXCEL",null,null,null,8.64]
["202-185","ENBEAM OS2 P/LEAD LC-ST 9/125 DX YW 0.5M","ENBEAM OS2 P/LEAD LC-ST 9/125 DX YW 0.5M","szt.",0.0,"EXCEL",null,null,null,7.16]
["200-696","ENBEAM OS2 P/LEAD LC-ST 9/125 DX YW 2M","ENBEAM OS2 P/LEAD LC-ST 9/125 DX YW 2M","szt.",0.0,"EXCEL",null,null,null,9.08]
["202-510","ENBEAM OS2 P/LEAD PULL TAB LC-LC 9/125 DX YW 10M","ENBEAM OS2 P/LEAD PULL TAB LC-LC 9/125 DX YW 10M","szt.",0.0,"EXCEL",null,null,null,17.3]
["202-505","ENBEAM OS2 P/LEAD PULL TAB LC-LC 9/125 DX YW 5M","ENBEAM OS2 P/LEAD PULL TAB LC-LC 9/125 DX YW 5M","szt.",0.0,"EXCEL",null,null,null,15.14]
["201-045","ENBEAM OS2 P/LEAD SC/APC-LC/UPC 9/125 DX YW 5M","ENBEAM OS2 P/LEAD SC/APC-LC/UPC 9/125 DX YW 5M","szt.",0.0,"EXCEL",null,null,null,11.9]
["201-003","ENBEAM OS2 P/LEAD SC/APC-SC/APC 9/125 DX YW 3M","ENBEAM OS2 P/LEAD SC/APC-SC/APC 9/125 DX YW 3M","szt.",0.0,"EXCEL",null,null,null,9.74]
["201-023","ENBEAM OS2 P/LEAD SC/APC-SC/UPC 9/125 DX YW 3M","ENBEAM OS2 P/LEAD SC/APC-SC/UPC 9/125 DX YW 3M","szt.",0.0,"EXCEL",null,null,null,9.74]
["200-103","ENBEAM OS2 P/LEAD SC-SC 9/125 DX YW 15M","ENBEAM OS2 P/LEAD SC-SC 9/125 DX YW 15M","szt.",0.0,"EXCEL",null,null,null,15.14]
["200-104","ENBEAM OS2 P/LEAD SC-SC 9/125 DX YW 20M","ENBEAM OS2 P/LEAD SC-SC 9/125 DX YW 20M","szt.",0.0,"EXCEL",null,null,null,17.3]
["200-263","ENBEAM OS2 P/LEAD SC-SC 9/125 DX YW 3M","ENBEAM OS2 P/LEAD SC-SC 9/125 DX YW 3M","szt.",0.0,"EXCEL",null,null,null,9.12]
["200-256","ENBEAM OS2 P/LEAD ST-SC 9/125 DX YW 2M","ENBEAM OS2 P/LEAD ST-SC 9/125 DX YW 2M","szt.",0.0,"EXCEL",null,null,null,9.74]
["200-108","ENBEAM OS2 P/LEAD ST-ST 9/125 DX YW 15M","ENBEAM OS2 P/LEAD ST-ST 9/125 DX YW 15M","szt.",0.0,"EXCEL",null,null,null,15.14]
["200-254","ENBEAM OS2 P/LEAD ST-ST 9/125 DX YW 5M","ENBEAM OS2 P/LEAD ST-ST 9/125 DX YW 5M","szt.",0.0,"EXCEL",null,null,null,10.82]
["202-420","ENBEAM OS2 P/LEAD UNIBOOT LC-LC 9/125 DX YW 20M","ENBEAM OS2 P/LEAD UNIBOOT LC-LC 9/125 DX YW 20M","szt.",0.0,"EXCEL",null,null,null,25.94]
["200-370-06","ENBEAM SC DPX FLANGELESS ADAPTOR M/MODE-IVORY PK6","ENBEAM SC DPX FLANGELESS ADAPTOR M/MODE-IVORY PK6","szt.",0.0,"EXCEL",null,null,null,12.98]
["201-131-05","ENBEAM SC DUPLEX ADAPTOR M/M-VIOLET PK5","ENBEAM SC DUPLEX ADAPTOR M/M-VIOLET PK5","szt.",0.0,"EXCEL",null,null,null,8.64]
["200-366-06","ENBEAM SC DUPLEX ADAPTOR SINGLEMODE-BLUE PK6","ENBEAM SC DUPLEX ADAPTOR SINGLEMODE-BLUE PK6","szt.",0.0,"EXCEL",null,null,null,10.64]
["201-140","ENBEAM SC DUPLEX FLANGELESS ADAPTOR MULTIMODE-AQUA","ENBEAM SC DUPLEX FLANGELESS ADAPTOR MULTIMODE-AQUA","szt.",0.0,"EXCEL",null,null,null,2.16]
["200-375-05","ENBEAM SC DUPLEX FLANGELESS APC ADAPTOR PK5","ENBEAM SC DUPLEX FLANGELESS APC ADAPTOR PK5","szt.",0.0,"EXCEL",null,null,null,0.0]
["200-381","Enbeam SC Shuttered APC FLANGELESS Adaptor","Enbeam SC Shuttered APC FLANGELESS Adaptor","szt.",0.0,"EXCEL",null,null,null,1.34]
["200-570-06","ENBEAM SC SIMPLEX ADAPTOR MULTIMODE-BEIGE PK6","ENBEAM SC SIMPLEX ADAPTOR MULTIMODE-BEIGE PK6","szt.",0.0,"EXCEL",null,null,null,5.18]
["201-130-06","ENBEAM SC SIMPLEX ADAPTOR MULTIMODE-VIOLET PK6","ENBEAM SC SIMPLEX ADAPTOR MULTIMODE-VIOLET PK6","szt.",0.0,"EXCEL",null,null,null,5.18]
["208-551","ENBEAM SC SINGLEMODE 2DB ATTENUATOR","ENBEAM SC SINGLEMODE 2DB ATTENUATOR","szt.",0.0,"EXCEL",null,null,null,8.64]
["208-552","ENBEAM SC SINGLEMODE 5DB ATTENUATOR","ENBEAM SC SINGLEMODE 5DB ATTENUATOR","szt.",0.0,"EXCEL",null,null,null,8.64]
["200-567-06","ENBEAM SC/APC DUPLEX ADAPTOR SINGLEMODE-GREEN PK6","ENBEAM SC/APC DUPLEX ADAPTOR SINGLEMODE-GREEN PK6","szt.",0.0,"EXCEL",null,null,null,12.98]
["208-560","ENBEAM SCA SINGLEMODE 15DB ATTENUATOR","ENBEAM SCA SINGLEMODE 15DB ATTENUATOR","szt.",0.0,"EXCEL",null,null,null,8.64]
["208-750","ENBEAM SINGLE HDPE EXTERNAL 5/3.5mm B/TUBE GREEN","ENBEAM SINGLE HDPE EXTERNAL 5/3.5mm B/TUBE GREEN","m",0.0,"EXCEL",null,null,null,0.26]
["208-903","Enbeam SM G657A2 1 X 16 open ended PLC splitter 1m","Enbeam SM G657A2 1 X 16 open ended PLC splitter 1m","szt.",0.0,"EXCEL",null,null,null,74.0]
["208-912","Enbeam SM G657A2 1 X 8 SC APC LGX PLC splitter","Enbeam SM G657A2 1 X 8 SC APC LGX PLC splitter","szt.",0.0,"EXCEL",null,null,null,54.06]
["200-350-SM-06","ENBEAM ST SINGLEMODE BULKHEAD ADAPTOR PK6","ENBEAM ST SINGLEMODE BULKHEAD ADAPTOR PK6","szt.",0.0,"EXCEL",null,null,null,4.7]
["208-833","ENBEAM STRAIGHT 16mm CLR BLOWN TUBE CONNECTOR","ENBEAM STRAIGHT 16mm CLR BLOWN TUBE CONNECTOR","szt.",0.0,"EXCEL",null,null,null,8.58]
["200-735-05","ENBEAM ST-SC DUPLEX ADAPTOR PK5","ENBEAM ST-SC DUPLEX ADAPTOR PK5","szt.",0.0,"EXCEL",null,null,null,8.64]
["ZU-MX-24P","ENCL,PASSIVE,24 PORT,INTERNAL,(4) CHASE NIPPLES","ENCL,PASSIVE,24 PORT,INTERNAL,(4) CHASE NIPPLES","szt.",0.0,"SIEMON",null,null,null,226.48]
["100-658","Environ Rsidntl Consolidation Enclsre 453x430X160","Environ Rsidntl Consolidation Enclsre 453x430X160","szt.",0.0,"EXCEL",null,null,null,259.48]
["AR-30-250","Euro Module 1 x Keystone Unshuttered Black","Euro Module 1 x Keystone Unshuttered Black","szt.",0.0,"EXCEL",null,null,null,1.02]
["AR-30-013","Euro Module 2x Phono Audio Coupler White","Euro Module 2x Phono Audio Coupler White","szt.",0.0,"EXCEL",null,null,null,4.72]
["AR-30-017","Euro Module 3.5mm Jack Audio Fly White","Euro Module 3.5mm Jack Audio Fly White","szt.",0.0,"EXCEL",null,null,null,4.78]
["AR-30-100","Euro Module Blanking plate 25mm x 50mm White","aura blank Euro Module 25mm White","szt.",0.0,"EXCEL",null,null,null,1.06]
["AR-30-002","Euro Module Satellite Screw Terminal White","Euro Module Satellite Screw Terminal White","szt.",0.0,"EXCEL",null,null,null,5.14]
["AR-30-007","Euro Module USB 2.0 Type A Fly Lead White","Euro Module USB 2.0 Type A Fly Lead White","szt.",0.0,"EXCEL",null,null,null,4.54]
["AR-30-009","Euro Module USB 3.0 Type A Fly Lead White","Euro Module USB 3.0 Type A Fly Lead White","szt.",0.0,"EXCEL",null,null,null,6.56]
["100-618","EXCEL 1 GANG 47MM DEEP BACK BOX","EXCEL 1 GANG 47MM DEEP BACK BOX","szt.",0.0,"EXCEL",null,null,null,1.72]
["100-778","EXCEL 10\" 24-PORT LC DUPLEX (48C) PANEL-MM","EXCEL 10\" 24-PORT LC DUPLEX (48C) PANEL-MM","szt.",0.0,"EXCEL",null,null,null,109.24]
["100-777","EXCEL 10\" MTP PANEL - UNLOADED (2 CASSETTES)","EXCEL 10\" MTP PANEL - UNLOADED (2 CASSETTES)","szt.",0.0,"EXCEL",null,null,null,37.9]
["450-290","EXCEL 100X50MM END CAP","EXCEL 100X50MM END CAP","szt.",0.0,"EXCEL",null,null,null,0.0]
["555-252","EXCEL 10-BS1363 VERTICAL SWITCHED PDU - C14 INPUT","EXCEL 10-BS1363 VERTICAL SWITCHED PDU - C14 INPUT","szt.",0.0,"EXCEL",null,null,null,302.4]
["D13-10-EXL","EXCEL 10-WAY POWER STRIP VERTICAL","EXCEL 10-WAY POWER STRIP VERTICAL","szt.",0.0,"EXCEL",null,null,null,253.06]
["D13-10F-EXL","EXCEL 10-WAY POWER STRIP VERTICAL - FILTERED","EXCEL 10-WAY POWER STRIP VERTICAL - FILTERED","szt.",0.0,"EXCEL",null,null,null,293.5]
["200-404","EXCEL 12 WAY SC DUPLEX/LC QUAD FIBRE PANEL-EMPTY","EXCEL 12 WAY SC DUPLEX/LC QUAD FIBRE PANEL-EMPTY","szt.",0.0,"EXCEL",null,null,null,0.0]
["D13-12IEC-EXL","EXCEL 12-WAY IEC320 V/MOUNT PDU NON SWITCHED 13AMP","EXCEL 12-WAY IEC320 V/MOUNT PDU NON SWITCHED 13AMP","szt.",0.0,"EXCEL",null,null,null,326.84]
["100-025","EXCEL 16-PORT KEYSTONE JACK FRAME PLASTIC FRONT-BK","EXCEL 16-PORT KEYSTONE JACK FRAME PLASTIC FRONT-BK","szt.",0.0,"EXCEL",null,null,null,27.42]
["450-165","EXCEL 16X16MM END CAP PACK OF 10","EXCEL 16X16MM END CAP PACK OF 10","szt.",0.0,"EXCEL",null,null,null,0.0]
["450-030-PK10","Excel 16x16MM s/a trunking 10x3mtr lengths (30Mmt)","Excel 16x16MM s/a trunking 10x3mtr lengths (30Mmt)","szt.",0.0,"EXCEL",null,null,null,0.0]
["450-125","EXCEL 16X25MM FLAT TEE PACK OF 10","EXCEL 16X25MM FLAT TEE PACK OF 10","szt.",0.0,"EXCEL",null,null,null,0.0]
["450-105","EXCEL 16X40MM EXTERNAL ANGLE PACK OF 10","EXCEL 16X40MM EXTERNAL ANGLE PACK OF 10","szt.",0.0,"EXCEL",null,null,null,0.0]
["270219BK","EXCEL 19MM X 33M PVC TAPE BLACK","EXCEL 19MM X 33M PVC TAPE BLACK","szt.",0.0,"EXCEL",null,null,null,2.16]
["270219WT","EXCEL 19MM X 33M PVC TAPE WHITE","EXCEL 19MM X 33M PVC TAPE WHITE","szt.",0.0,"EXCEL",null,null,null,2.16]
["MS19","EXCEL 1U 190MM DEEP MODEM SHELF",null,"szt.",0.0,"EXCEL",null,null,null,77.06]
["100-586","EXCEL 1U CABLE MANAGEMENT BAR BLACK PLASTIC RINGS","EXCEL 1U CABLE MANAGEMENT BAR BLACK PLASTIC RINGS","szt.",0.0,"EXCEL",null,null,null,6.92]
["100-610","EXCEL 1U LETTERBOX PLATE BLACK","EXCEL 1U LETTERBOX PLATE BLACK","szt.",0.0,"EXCEL",null,null,null,7.18]
["208-020","EXCEL 1U MTP ADAPTER PANEL:12-PORT-EMPTY","EXCEL 1U MTP ADAPTER PANEL:12-PORT-EMPTY","szt.",0.0,"EXCEL",null,null,null,38.06]
["100-621","EXCEL 2 GANG 32MM DEEP BACK BOX","EXCEL 2 GANG 32MM DEEP BACK BOX","szt.",0.0,"EXCEL",null,null,null,1.78]
["100-622","EXCEL 2 GANG 47MM DEEP BACK BOX","EXCEL 2 GANG 47MM DEEP BACK BOX","szt.",0.0,"EXCEL",null,null,null,2.04]
["555-232-AMMETER","EXCEL 20-C13 & 4-C19 VERT MCB+AMMETER PDU-32A","EXCEL 20-C13 & 4-C19 VERT MCB+AMMETER PDU-32A","szt.",0.0,"EXCEL",null,null,null,1557.06]
["750-010","EXCEL 20MM POLYPROP LSOH BLACK FLEX COND RL100M","EXCEL 20MM POLYPROP LSOH BLACK FLEX COND RL100M","szt.",0.0,"EXCEL",null,null,null,73.62]
["100-927","Excel 24 Port overhead tray consolidation point","Excel 24 Port overhead tray consolidation point","szt.",0.0,"EXCEL",null,null,null,101.64]
["200-466","EXCEL 24 WAY MM F/PANEL-24 LC DX 48F BE","EXCEL 24 WAY MM F/PANEL-24 LC DX 48F BE","szt.",0.0,"EXCEL",null,null,null,130.82]
["200-460","EXCEL 24 WAY MM F/PANEL-4 LC DX 8F BE","EXCEL 24 WAY MM F/PANEL-4 LC DX 8F BE","szt.",0.0,"EXCEL",null,null,null,59.46]
["200-462","EXCEL 24 WAY MM F/PANEL-8 LC DX 16F BE","EXCEL 24 WAY MM F/PANEL-8 LC DX 16F BE","szt.",0.0,"EXCEL",null,null,null,76.12]
["201-623","EXCEL 24 WAY OM4 F/PANEL-24 LC DX  48F+P/TAIL&CASS","EXCEL 24 WAY OM4 F/PANEL-24 LC DX  48F+P/TAIL&CASS","szt.",0.0,"EXCEL",null,null,null,319.68]
["204-554","EXCEL 24 WAY OS2 F/PANEL-24 LC DX Shuttered 48F BL","EXCEL 24 WAY OS2 F/PANEL-24 LC DX Shuttered 48F BL","szt.",0.0,"EXCEL",null,null,null,356.8]
["200-952","EXCEL 24 WAY SC SX/LC DX FIBRE PANEL-EMPTY","EXCEL 24 WAY SC SX/LC DX FIBRE PANEL-EMPTY","szt.",0.0,"EXCEL",null,null,null,46.54]
["200-488","EXCEL 24 WAY SM F/PANEL-24 LC QD 96F BU","EXCEL 24 WAY SM F/PANEL-24 LC QD 96F BU","szt.",0.0,"EXCEL",null,null,null,202.18]
["200-480","EXCEL 24 WAY SM F/PANEL-4 SC DX 8F BU","EXCEL 24 WAY SM F/PANEL-4 SC DX 8F BU","szt.",0.0,"EXCEL",null,null,null,59.46]
["200-427","EXCEL 24 WAY SM F/PANEL-4 ST 4F","EXCEL 24 WAY SM F/PANEL-4 ST 4F","szt.",0.0,"EXCEL",null,null,null,59.46]
["200-474-MF","EXCEL 24 WAY SM FIBRE PANEL-12 LC DUP (24 FIBRE)","EXCEL 24 WAY SM FIBRE PANEL-12 LC DUP (24 FIBRE)","szt.",0.0,"EXCEL",null,null,null,101.64]
["100-028","EXCEL 24-PORT KEYSTONE JACK FRAME-CHROME","EXCEL 24-PORT KEYSTONE JACK FRAME-CHROME","szt.",0.0,"EXCEL",null,null,null,27.42]
["200-396","Excel 24way 2mm splice holder - grey","Excel 24way 2mm splice holder - grey","szt.",0.0,"EXCEL",null,null,null,3.24]
["750-070","EXCEL 25MM LSOH 5MTR CONDUIT ASSEMBLY GLAND/LNUT","EXCEL 25MM LSOH 5MTR CONDUIT ASSEMBLY GLAND/LNUT","szt.",0.0,"EXCEL",null,null,null,8.86]
["450-075","EXCEL 25X16MM INTERNAL ANGLE PACK OF 10","EXCEL 25X16MM INTERNAL ANGLE PACK OF 10","szt.",0.0,"EXCEL",null,null,null,0.0]
["450-085","EXCEL 25X40MM INTERNAL ANGLE PACK OF 10","EXCEL 25X40MM INTERNAL ANGLE PACK OF 10","szt.",0.0,"EXCEL",null,null,null,0.0]
["100-021","EXCEL 2-PORT KEYSTONE SURFACE MOUNT BOX","EXCEL 2-PORT KEYSTONE SURFACE MOUNT BOX","szt.",0.0,"EXCEL",null,null,null,1.42]
["541-742","EXCEL 2-POST OPEN RACK 75mm DEEP 42U","EXCEL 2-POST OPEN RACK 75mm DEEP 42U","szt.",0.0,"EXCEL",null,null,null,205.42]
["MS40","EXCEL 2U 400MM DEEP MODEM SHELF",null,"szt.",0.0,"EXCEL",null,null,null,99.46]
["550-261","EXCEL 2WAY CONNECTION BOX + 2x10PR 237A TERMSTRIP","EXCEL 2WAY CONNECTION BOX + 2x10PR 237A TERMSTRIP","szt.",0.0,"EXCEL",null,null,null,19.66]
["540-302-BK","EXCEL 2-WAY ROOF MOUNT FAN TRAY-BLACK","Panel wentylacyjny, 2 wentylatory, dachowy do szafek wiszących typu EXL - czarny","szt.",0.0,"EXCEL",null,null,null,31.2]
["750-103","EXCEL 32MM FLEX CONDUIT BRACKET-PLUS PACK OF 10","EXCEL 32MM FLEX CONDUIT BRACKET-PLUS PACK OF 10","szt.",0.0,"EXCEL",null,null,null,65.52]
["750-075","EXCEL 32MM LSOH 3MTR CONDUIT ASSEMBLY GLAND/LNUT","EXCEL 32MM LSOH 3MTR CONDUIT ASSEMBLY GLAND/LNUT","szt.",0.0,"EXCEL",null,null,null,12.4]
["MS403","EXCEL 3U 400MM DEEP MODEM SHELF",null,"szt.",0.0,"EXCEL",null,null,null,119.96]
["550-266","EXCEL 4 PAIR IN-LINE CONNECTION BOX TYPE 78A","EXCEL 4 PAIR IN-LINE CONNECTION BOX TYPE 78A","szt.",0.0,"EXCEL",null,null,null,4.02]
["350-640","EXCEL 4 WAY GOP BOX PLUS - 25MM PACK OF 10","EXCEL 4 WAY GOP BOX PLUS - 25MM PACK OF 10","szt.",0.0,"EXCEL",null,null,null,138.4]
["450-115","EXCEL 40X40MM EXTERNAL ANGLE PACK OF 10","EXCEL 40X40MM EXTERNAL ANGLE PACK OF 10","szt.",0.0,"EXCEL",null,null,null,0.0]
["542-4766-WWBN-GW-FP","EXCEL 47U 600 X 800 CABINET WAVE DOOR F/R",null,"szt.",0.0,"EXCEL",null,null,null,686.9]
["200-468","EXCEL 48 WAY ANG MM FIBRE PANEL- 24 LC DUP 48 FIB","EXCEL 48 WAY ANG MM FIBRE PANEL- 24 LC DUP 48 FIB","szt.",0.0,"EXCEL",null,null,null,114.18]
["WB4UB","EXCEL 4U HINGED WALL MOUNT FRAME 170MM - BLACK","EXCEL 4U HINGED WALL MOUNT FRAME 170MM - BLACK","szt.",0.0,"EXCEL",null,null,null,33.02]
["D13-4-EXL","EXCEL 4-WAY POWER STRIP VERTICAL","EXCEL 4-WAY POWER STRIP VERTICAL","szt.",0.0,"EXCEL",null,null,null,164.56]
["540-304-BK-SCHUKO","EXCEL 4-WAY ROOF MOUNT FAN TRAY-BLACK","EXCEL 4-WAY ROOF MOUNT FAN TRAY-BLACK","szt.",0.0,"EXCEL",null,null,null,0.0]
["450-250","EXCEL 50X50MM EXTERNAL ANGLE","EXCEL 50X50MM EXTERNAL ANGLE","szt.",0.0,"EXCEL",null,null,null,0.0]
["450-280","EXCEL 50X75MM END CAP","EXCEL 50X75MM END CAP","szt.",0.0,"EXCEL",null,null,null,0.0]
["D13-5-EXL","EXCEL 5-WAY POWER STRIP VERTICAL","EXCEL 5-WAY POWER STRIP VERTICAL","szt.",0.0,"EXCEL",null,null,null,177.4]
["201-600-W","Excel 6 Port (12 Fibre) OM3 LC Module + wypełnieni","Excel 6 Port (12 Fibre) OM3 LC Module + wypełnienie","szt.",0.0,"EXCEL",null,null,null,0.0]
["201-610-MOD2","Excel 6 Port (12 Fibre) OM3 LC Module MTP","Excel 6 Port (12 Fibre) OM3 LC Module MTP","szt.",0.0,"EXCEL",null,null,null,0.0]
["201-612","Excel 6 Port (12 Fibre) OS2 LC ExpressNet Mod MTP","Excel 6 Port (12 Fibre) OS2 LC ExpressNet Mod MTP","szt.",0.0,"EXCEL",null,null,null,173.0]
["201-612-MOD1-MF","Excel 6 Port (12 Fibre) OS2 LC MOD1","Excel 6 Port (12 Fibre) OS2 LC MOD1","szt.",0.0,"EXCEL",null,null,null,0.0]
["555-250","EXCEL 6-BS1363 HORIZONTAL SWITCHED PDU - C14 INPUT","EXCEL 6-BS1363 HORIZONTAL SWITCHED PDU - C14 INPUT","szt.",0.0,"EXCEL",null,null,null,224.76]
["100-671","EXCEL 6C DUAL GANG PLATE UPTO 4 MODULES-WHITE","EXCEL 6C DUAL GANG PLATE UPTO 4 MODULES-WHITE","szt.",0.0,"EXCEL",null,null,null,0.98]
["100-670","EXCEL 6C SINGLE GANG PLATE UPTO 2 MODULES-WHITE","EXCEL 6C SINGLE GANG PLATE UPTO 2 MODULES-WHITE","szt.",0.0,"EXCEL",null,null,null,0.92]
["WB6UB","EXCEL 6U HINGED WALL MOUNT FRAME 170MM - BLACK","EXCEL 6U HINGED WALL MOUNT FRAME 170MM - BLACK","szt.",0.0,"EXCEL",null,null,null,37.32]
["D13-6H-EXL","EXCEL 6-WAY POWER STRIP HORIZONTAL","EXCEL 6-WAY POWER STRIP HORIZONTAL","szt.",0.0,"EXCEL",null,null,null,28.12]
["TC7-10B","EXCEL 7-10MM ROUND CABLE CLIP BLACK (PK 100)","EXCEL 7-10MM ROUND CABLE CLIP BLACK (PK 100)","szt.",0.0,"EXCEL",null,null,null,5.64]
["450-260","EXCEL 75X75MM EXTERNAL ANGLE","EXCEL 75X75MM EXTERNAL ANGLE","szt.",0.0,"EXCEL",null,null,null,0.0]
["100-295","EXCEL 80x80mm FACEPLATE for 100-283 RAL9010","EXCEL 80x80mm FACEPLATE for 100-283 RAL9010","szt.",0.0,"EXCEL",null,null,null,1.04]
["208-027","EXCEL 8-WAY HD MTP ADAPTER PLATE-LOADED","EXCEL 8-WAY HD MTP ADAPTER PLATE-LOADED","szt.",0.0,"EXCEL",null,null,null,0.0]
["208-026","EXCEL 8-WAY HD MTP ADAPTER PLATE-UNLOADED","EXCEL 8-WAY HD MTP ADAPTER PLATE-UNLOADED","szt.",0.0,"EXCEL",null,null,null,9.5]
["350-514","EXCEL 8X38MM (8X1.5\") ROUNDHEAD SCREWS BX200","EXCEL 8X38MM (8X1.5\") ROUNDHEAD SCREWS BX200","szt.",0.0,"EXCEL",null,null,null,0.0]
["202-124","EXCEL ADJUSTABLE CABLE STRIP TOOL","EXCEL ADJUSTABLE CABLE STRIP TOOL","szt.",0.0,"EXCEL",null,null,null,15.14]
["100-175","EXCEL ANGLED SHUTTER FOR KEYSTONE JACK 50x25mm WT","EXCEL ANGLED SHUTTER FOR KEYSTONE JACK 50x25mm WT","szt.",0.0,"EXCEL",null,null,null,1.18]
["350-621","EXCEL BLANK PLATE FOR 350-601 3C BOX","EXCEL BLANK PLATE FOR 350-601 3C BOX","szt.",0.0,"EXCEL",null,null,null,6.48]
["550-272","EXCEL BOX CONNECTION 520 (690 PAIRS)","EXCEL BOX CONNECTION 520 (690 PAIRS)","szt.",0.0,"EXCEL",null,null,null,495.68]
["100-742","EXCEL C5E 1U 16 PORT UTP PATCH PANEL BEIGE","EXCEL C5E 1U 16 PORT UTP PATCH PANEL BEIGE","szt.",0.0,"EXCEL",null,null,null,40.14]
["100-452","EXCEL C5E 1U 24 PORT UTP PATCH PANEL GREEN","EXCEL C5E 1U 24 PORT UTP PATCH PANEL GREEN","szt.",0.0,"EXCEL",null,null,null,47.58]
["100-750","EXCEL C5E 2U 48 PORT UTP PATCH PANEL BEIGE","EXCEL C5E 2U 48 PORT UTP PATCH PANEL BEIGE","szt.",0.0,"EXCEL",null,null,null,0.0]
["100-724","EXCEL C5E 3U 48 PORT UTP PATCH PANEL BLACK","EXCEL C5E 2U 48 PORT UTP PATCH PANEL BLACK","szt.",0.0,"EXCEL",null,null,null,79.24]
["100-057","EXCEL C5E 4PR UTP ORANGE X 305M Dca","EXCEL C5E 4PR UTP ORANGE X 305M Dca","szt.",0.0,"EXCEL",null,null,null,127.88]
["190-066","EXCEL C5E 4PR UTP VIOLET BX305M B2ca","EXCEL C5E 4PR UTP VIOLET BX305M B2ca","szt.",0.0,"EXCEL",null,null,null,180.0]
["100-064","EXCEL C5E 4PR UTP YELLOW X 305M Dca","EXCEL C5E 4PR UTP YELLOW X 305M Dca","szt.",0.0,"EXCEL",null,null,null,127.88]
["100-850","EXCEL C5E CONT PK(1x100-726/12x100-704/1xCBL MGR)","EXCEL C5E CONT PK(1x100-726/12x100-704/1xCBL MGR)","szt.",0.0,"EXCEL",null,null,null,120.14]
["BBS010MPLGE","EXCEL C5E F/UTP BBS PATCH LEAD LSOH 10M GREY","EXCEL C5E F/UTP BBS PATCH LEAD LSOH 10M GREY","szt.",0.0,"EXCEL",null,null,null,8.7]
["BBS001MPLRD/X","EXCEL C5E F/UTP BBS PATCH LEAD LSOH 1M X/O RED","EXCEL C5E F/UTP BBS PATCH LEAD LSOH 1M X/O RED","szt.",0.0,"EXCEL",null,null,null,2.56]
["BBS003MPLGE","EXCEL C5E F/UTP BBS PATCH LEAD LSOH 3M GREY","EXCEL C5E F/UTP BBS PATCH LEAD LSOH 3M GREY","szt.",0.0,"EXCEL",null,null,null,3.46]
["100-706","EXCEL C5E FTP MODULE","EXCEL C5E FTP MODULE","szt.",0.0,"EXCEL",null,null,null,3.24]
["100-760","EXCEL C5E RJ45 UTP LOW PROFILE MODULE-WHITE","EXCEL C5E RJ45 UTP LOW PROFILE MODULE-WHITE","szt.",0.0,"EXCEL",null,null,null,1.18]
["BB0.75MPLVT-10","EXCEL C5E U/UTP BLADE P/L LSOH 0.75M VIOLET PK10","EXCEL C5E U/UTP BLADE P/L LSOH 0.75M VIOLET PK10","szt.",0.0,"EXCEL",null,null,null,50.28]
["BB0.2MPLGE","EXCEL C5E U/UTP BLADE P/LEAD LSOH 0.2M GREY","EXCEL C5E U/UTP BLADE P/LEAD LSOH 0.2M GREY","szt.",0.0,"EXCEL",null,null,null,0.0]
["BB0.2MPLWT-10","EXCEL C5E U/UTP BLADE P/LEAD LSOH 0.2M WHITE PK10","EXCEL C5E U/UTP BLADE P/LEAD LSOH 0.2M WHITE PK10","szt.",0.0,"EXCEL",null,null,null,7.12]
["BB0.2MPLYW-10","EXCEL C5E U/UTP BLADE P/LEAD LSOH 0.2M YELLOW PK10","EXCEL C5E U/UTP BLADE P/LEAD LSOH 0.2M YELLOW PK10","szt.",0.0,"EXCEL",null,null,null,7.12]
["BB0.3MPLGE-10","EXCEL C5E U/UTP BLADE P/LEAD LSOH 0.3M GREY PK10","EXCEL C5E U/UTP BLADE P/LEAD LSOH 0.3M GREY PK10","szt.",0.0,"EXCEL",null,null,null,7.9]
["BB0.3MPLRD","EXCEL C5E U/UTP BLADE P/LEAD LSOH 0.3M RED","EXCEL C5E U/UTP BLADE P/LEAD LSOH 0.3M RED","szt.",0.0,"EXCEL",null,null,null,0.0]
["BB0.3MPLWT","EXCEL C5E U/UTP BLADE P/LEAD LSOH 0.3M WHITE","EXCEL C5E U/UTP BLADE P/LEAD LSOH 0.3M WHITE","szt.",0.0,"EXCEL",null,null,null,0.0]
["BB0.3MPLWT-10","EXCEL C5E U/UTP BLADE P/LEAD LSOH 0.3M WHITE PK10","EXCEL C5E U/UTP BLADE P/LEAD LSOH 0.3M WHITE PK10","szt.",0.0,"EXCEL",null,null,null,7.9]
["BB0.5MPLBU","EXCEL C5E U/UTP BLADE P/LEAD LSOH 0.5M BLUE","EXCEL C5E U/UTP BLADE P/LEAD LSOH 0.5M BLUE","szt.",0.0,"EXCEL",null,null,null,0.0]
["BB0.5MPLGE-10","EXCEL C5E U/UTP BLADE P/LEAD LSOH 0.5M GREY PK10","EXCEL C5E U/UTP BLADE P/LEAD LSOH 0.5M GREY PK10","szt.",0.0,"EXCEL",null,null,null,8.42]
["BB0.5MPLWT-10","EXCEL C5E U/UTP BLADE P/LEAD LSOH 0.5M WHITE PK10","EXCEL C5E U/UTP BLADE P/LEAD LSOH 0.5M WHITE PK10","szt.",0.0,"EXCEL",null,null,null,8.42]
["BB0.5MPLYW-10","EXCEL C5E U/UTP BLADE P/LEAD LSOH 0.5M YELLOW PK10","EXCEL C5E U/UTP BLADE P/LEAD LSOH 0.5M YELLOW PK10","szt.",0.0,"EXCEL",null,null,null,8.42]
["BB0.75MPLGN-10","EXCEL C5E U/UTP BLADE P/LEAD LSOH 0.75M GREEN PK10","EXCEL C5E U/UTP BLADE P/LEAD LSOH 0.75M GREEN PK10","szt.",0.0,"EXCEL",null,null,null,50.28]
["BB0.75MPLPK-10","EXCEL C5E U/UTP BLADE P/LEAD LSOH 0.75M PINK 10pk","EXCEL C5E U/UTP BLADE P/LEAD LSOH 0.75M PINK 10pk","szt.",0.0,"EXCEL",null,null,null,50.28]
["BB0.75MPLWT","EXCEL C5E U/UTP BLADE P/LEAD LSOH 0.75M WHITE","EXCEL C5E U/UTP BLADE P/LEAD LSOH 0.75M WHITE","szt.",0.0,"EXCEL",null,null,null,1.34]
["BB015MPLGE","EXCEL C5E U/UTP BLADE P/LEAD LSOH 1.5M GREY","EXCEL C5E U/UTP BLADE P/LEAD LSOH 1.5M GREY","szt.",0.0,"EXCEL",null,null,null,8.94]
["BB015MPLYW","EXCEL C5E U/UTP BLADE P/LEAD LSOH 1.5M YELLOW","EXCEL C5E U/UTP BLADE P/LEAD LSOH 1.5M YELLOW","szt.",0.0,"EXCEL",null,null,null,8.94]
["BB001MPLGE","EXCEL C5E U/UTP BLADE P/LEAD LSOH 1M GREY","EXCEL C5E U/UTP BLADE P/LEAD LSOH 1M GREY","szt.",0.0,"EXCEL",null,null,null,1.34]
["BB001MPLGE/X","EXCEL C5E U/UTP BLADE P/LEAD LSOH 1M X/O GREY","EXCEL C5E U/UTP BLADE P/LEAD LSOH 1M X/O GREY","szt.",0.0,"EXCEL",null,null,null,1.34]
["BB002MPLGN","EXCEL C5E U/UTP BLADE P/LEAD LSOH 2M GREEN","EXCEL C5E U/UTP BLADE P/LEAD LSOH 2M GREEN","szt.",0.0,"EXCEL",null,null,null,2.0]
["BB002MPLOR","EXCEL C5E U/UTP BLADE P/LEAD LSOH 2M ORANGE","EXCEL C5E U/UTP BLADE P/LEAD LSOH 2M ORANGE","szt.",0.0,"EXCEL",null,null,null,2.0]
["BB002MPLVT","EXCEL C5E U/UTP BLADE P/LEAD LSOH 2M VIOLET","EXCEL C5E U/UTP BLADE P/LEAD LSOH 2M VIOLET","szt.",0.0,"EXCEL",null,null,null,2.0]
["BB002MPLYW/X","EXCEL C5E U/UTP BLADE P/LEAD LSOH 2M X/O YELLOW","EXCEL C5E U/UTP BLADE P/LEAD LSOH 2M X/O YELLOW","szt.",0.0,"EXCEL",null,null,null,2.0]
["BB003MPLOR","EXCEL C5E U/UTP BLADE P/LEAD LSOH 3M ORANGE","EXCEL C5E U/UTP BLADE P/LEAD LSOH 3M ORANGE","szt.",0.0,"EXCEL",null,null,null,2.66]
["BB003MPLGE/X","EXCEL C5E U/UTP BLADE P/LEAD LSOH 3M X/O GREY","EXCEL C5E U/UTP BLADE P/LEAD LSOH 3M X/O GREY","szt.",0.0,"EXCEL",null,null,null,2.66]
["BB004MPLBU","EXCEL C5E U/UTP BLADE P/LEAD LSOH 4M BLUE","EXCEL C5E U/UTP BLADE P/LEAD LSOH 4M BLUE","szt.",0.0,"EXCEL",null,null,null,3.3]
["BB004MPLVT","EXCEL C5E U/UTP BLADE P/LEAD LSOH 4M VIOLET","EXCEL C5E U/UTP BLADE P/LEAD LSOH 4M VIOLET","szt.",0.0,"EXCEL",null,null,null,3.3]
["BB005MPLBU","EXCEL C5E U/UTP BLADE P/LEAD LSOH 5M BLUE","EXCEL C5E U/UTP BLADE P/LEAD LSOH 5M BLUE","szt.",0.0,"EXCEL",null,null,null,3.98]
["BB005MPLWT","EXCEL C5E U/UTP BLADE P/LEAD LSOH 5M WHITE","EXCEL C5E U/UTP BLADE P/LEAD LSOH 5M WHITE","szt.",0.0,"EXCEL",null,null,null,3.98]
["BB005MPLYW","EXCEL C5E U/UTP BLADE P/LEAD LSOH 5M YELLOW","EXCEL C5E U/UTP BLADE P/LEAD LSOH 5M YELLOW","szt.",0.0,"EXCEL",null,null,null,3.98]
["BB010MPLGE/X","EXCEL C5E U/UTP BLADE PATCH LEAD LSOH 10M GREY-X/O","EXCEL C5E U/UTP BLADE PATCH LEAD LSOH 10M GREY-X/O","szt.",0.0,"EXCEL",null,null,null,8.94]
["BB010MPLPK","EXCEL C5E U/UTP BLADE PATCH LEAD LSOH 10M PINK","EXCEL C5E U/UTP BLADE PATCH LEAD LSOH 10M PINK","szt.",0.0,"EXCEL",null,null,null,7.3]
["BB150MPLBU","EXCEL C5E U/UTP BLADE PATCH LEAD LSOH 15M BLUE","EXCEL C5E U/UTP BLADE PATCH LEAD LSOH 15M BLUE","szt.",0.0,"EXCEL",null,null,null,41.74]
["BB150MPLGN","EXCEL C5E U/UTP BLADE PATCH LEAD LSOH 15M GREEN","EXCEL C5E U/UTP BLADE PATCH LEAD LSOH 15M GREEN","szt.",0.0,"EXCEL",null,null,null,41.74]
["BB200MPLGE","EXCEL C5E U/UTP BLADE PATCH LEAD LSOH 20M GREY","EXCEL C5E U/UTP BLADE PATCH LEAD LSOH 20M GREY","szt.",0.0,"EXCEL",null,null,null,53.84]
["BB200MPLRD","EXCEL C5E U/UTP BLADE PATCH LEAD LSOH 20M RED","EXCEL C5E U/UTP BLADE PATCH LEAD LSOH 20M RED","szt.",0.0,"EXCEL",null,null,null,53.84]
["BB300MPLWT","EXCEL C5E U/UTP BLADE PATCH LEAD LSOH 30M WHITE","EXCEL C5E U/UTP BLADE PATCH LEAD LSOH 30M WHITE","szt.",0.0,"EXCEL",null,null,null,80.02]
["BB006MPLOR","EXCEL C5E U/UTP BLADE PATCH LEAD LSOH 6M ORANGE","EXCEL C5E U/UTP BLADE PATCH LEAD LSOH 6M ORANGE","szt.",0.0,"EXCEL",null,null,null,4.66]
["BB007MPLGN","EXCEL C5E U/UTP BLADE PATCH LEAD LSOH 7M GREEN","EXCEL C5E U/UTP BLADE PATCH LEAD LSOH 7M GREEN","szt.",0.0,"EXCEL",null,null,null,5.3]
["BB007MPLRD","EXCEL C5E U/UTP BLADE PATCH LEAD LSOH 7M RED","EXCEL C5E U/UTP BLADE PATCH LEAD LSOH 7M RED","szt.",0.0,"EXCEL",null,null,null,5.3]
["BB008MPLBU","EXCEL C5E U/UTP BLADE PATCH LEAD LSOH 8M BLUE","EXCEL C5E U/UTP BLADE PATCH LEAD LSOH 8M BLUE","szt.",0.0,"EXCEL",null,null,null,5.98]
["BB008MPLYW","EXCEL C5E U/UTP BLADE PATCH LEAD LSOH 8M YELLOW","EXCEL C5E U/UTP BLADE PATCH LEAD LSOH 8M YELLOW","szt.",0.0,"EXCEL",null,null,null,5.98]
["BB150MPLGE/X","EXCEL C5E U/UTP BLADE PATCH LEAD LSOH X/O 15M GREY","EXCEL C5E U/UTP BLADE PATCH LEAD LSOH X/O 15M GREY","szt.",0.0,"EXCEL",null,null,null,12.58]
["100-369","EXCEL C6 20M UTP SOLID LSOH PATCH LEAD VIOLET Dca","EXCEL C6 20M UTP SOLID LSOH PATCH LEAD VIOLET Dca","szt.",0.0,"EXCEL",null,null,null,27.24]
["100-121","EXCEL C6A HD 10M UFTP LSOH SOLID P/LEAD ICE BU Dca","EXCEL C6A HD 10M UFTP LSOH SOLID P/LEAD ICE BU Dca","szt.",0.0,"EXCEL",null,null,null,0.0]
["100-133","EXCEL C6A HD 30M FFTP LSOH SOLID P/LEAD ICE BU Dca","EXCEL C6A HD 30M FFTP LSOH SOLID P/LEAD ICE BU Dca","szt.",0.0,"EXCEL",null,null,null,0.0]
["100-120","EXCEL C6A HD 5M UFTP LSOH SOLID P/LEAD ICE BLU Dca","EXCEL C6A HD 5M UFTP LSOH SOLID P/LEAD ICE BLU Dca","szt.",0.0,"EXCEL",null,null,null,0.0]
["CV-075K","EXCEL CABLE TIE 2.4X75MM NATURAL (STD PK 1000)","EXCEL CABLE TIE 2.4X75MM NATURAL (STD PK 1000)","szt.",0.0,"EXCEL",null,null,null,7.7]
["CV-200MB","EXCEL CABLE TIE 2.5X203MM BLACK (STD PK 100)","EXCEL CABLE TIE 2.5X203MM BLACK (STD PK 100)","szt.",0.0,"EXCEL",null,null,null,2.28]
["CV-203B","EXCEL CABLE TIE 4.8mm X 203mm BLACK (STD PK 100)","EXCEL CABLE TIE 4.8mm X 203mm BLACK (STD PK 100)","szt.",0.0,"EXCEL",null,null,null,3.66]
["CV-160L","EXCEL CABLE TIE 4.8X160MM NATURAL (STD PK 100)","EXCEL CABLE TIE 4.8X160MM NATURAL (STD PK 100)","szt.",0.0,"EXCEL",null,null,null,3.08]
["CV-380","EXCEL CABLE TIE 7.6X380MM NATURAL (STD PK 100)","EXCEL CABLE TIE 7.6X380MM NATURAL (STD PK 100)","szt.",0.0,"EXCEL",null,null,null,17.36]
["100-217","EXCEL CAT5E 4PR F/UTP VIOLET BX305M LSOH Dca","EXCEL CAT5E 4PR F/UTP VIOLET BX305M LSOH Dca","szt.",0.0,"EXCEL",null,null,null,0.0]
["EXC100-217/LTGREY-50","EXCEL CAT5E F/UTP CABLE LSOH - LIGHT GREY RL500M","EXCEL CAT5E F/UTP CABLE LSOH - LIGHT GREY RL500M","szt.",0.0,"EXCEL",null,null,null,0.0]
["100-217-BK","EXCEL CAT5E LOW PROFILE UNSCREEN TOOLLESS JACK-BLK","EXCEL CAT5E LOW PROFILE UNSCREEN TOOLLESS JACK-BLK","szt.",0.0,"EXCEL",null,null,null,2.16]
["100-202-WT","EXCEL CAT5E LOW PROFILE UNSCRN TOOLLESS JACK-WHITE","EXCEL CAT5E LOW PROFILE UNSCRN TOOLLESS JACK-WHITE","szt.",0.0,"EXCEL",null,null,null,1.94]
["100-906","EXCEL CAT5E SCREENED TOOLLESS JACK-BUTTERFLY STYLE","EXCEL CAT5E SCREENED TOOLLESS JACK-BUTTERFLY STYLE","szt.",0.0,"EXCEL",null,null,null,4.76]
["100-085-305M","EXCEL CAT5E U/UTP 4PR PATCH CABLE PVC 305M-ORANGE","EXCEL CAT5E U/UTP 4PR PATCH CABLE PVC 305M-ORANGE","szt.",0.0,"EXCEL",null,null,null,0.0]
["100-010-24","EXCEL CAT5E UNSCREEN KEYSTONE JACK 90deg-WHT PK24","EXCEL CAT5E UNSCREEN KEYSTONE JACK 90deg-WHT PK24","szt.",0.0,"EXCEL",null,null,null,50.86]
["100-010-BK-24","EXCEL CAT5E UNSCREENED KEYSTONE JACK 90deg-BK PK24","EXCEL CAT5E UNSCREENED KEYSTONE JACK 90deg-BK PK24","szt.",0.0,"EXCEL",null,null,null,50.86]
["100-203","EXCEL CAT5E UNSCREENED TOOLLESS JACK 180deg-WHITE","EXCEL CAT5E UNSCREENED TOOLLESS JACK 180deg-WHITE","szt.",0.0,"EXCEL",null,null,null,1.94]
["CAT6F-UTP0.3M-GY-10","EXCEL CAT6 0.3M F/UTP PATCH LEAD GREY PK10",null,"szt.",0.0,"EXCEL",null,null,null,0.0]
["100-697","Excel CAT6 0.3M UTP LSOH MINI PATCH LEAD YELLOW","Excel CAT6 0.3M UTP LSOH MINI PATCH LEAD YELLOW","szt.",0.0,"EXCEL",null,null,null,21.22]
["100-403-BU-10","EXCEL CAT6 0.3M UUTP LSOH PATCH LEAD BLUE PK10","EXCEL CAT6 0.3M UUTP LSOH PATCH LEAD BLUE PK10","szt.",0.0,"EXCEL",null,null,null,16.6]
["100-403-OR","EXCEL CAT6 0.3M UUTP LSOH PATCH LEAD ORANGE","EXCEL CAT6 0.3M UUTP LSOH PATCH LEAD ORANGE","szt.",0.0,"EXCEL",null,null,null,1.66]
["100-403-VT","EXCEL CAT6 0.3M UUTP LSOH PATCH LEAD VIOLET","EXCEL CAT6 0.3M UUTP LSOH PATCH LEAD VIOLET","szt.",0.0,"EXCEL",null,null,null,1.66]
["105-002","EXCEL CAT6 0.5M F/UTP PATCH LEAD GREY PK10",null,"szt.",0.0,"EXCEL",null,null,null,2.04]
["100-518","EXCEL CAT6 0.5M UTP LSOH MINI PATCH LEAD BLUE","EXCEL CAT6 0.5M UTP LSOH MINI PATCH LEAD BLUE","szt.",0.0,"EXCEL",null,null,null,1.32]
["100-527","EXCEL CAT6 0.5M UTP LSOH MINI PATCH LEAD YELLOW","EXCEL CAT6 0.5M UTP LSOH MINI PATCH LEAD YELLOW","szt.",0.0,"EXCEL",null,null,null,1.32]
["100-483-10","EXCEL CAT6 0.5M UUTP LSOH PATCH LEAD BLACK PK10","EXCEL CAT6 0.5M UUTP LSOH PATCH LEAD BLACK PK10","szt.",0.0,"EXCEL",null,null,null,17.88]
["100-487-10","EXCEL CAT6 0.5M UUTP LSOH PATCH LEAD ORANGE PK10","EXCEL CAT6 0.5M UUTP LSOH PATCH LEAD ORANGE PK10","szt.",0.0,"EXCEL",null,null,null,17.88]
["100-415-10","EXCEL CAT6 0.5M UUTP LSOH PATCH LEAD WHITE PK10","EXCEL CAT6 0.5M UUTP LSOH PATCH LEAD WHITE PK10","szt.",0.0,"EXCEL",null,null,null,17.88]
["100-485-10","EXCEL CAT6 0.5M UUTP LSOH PATCH LEAD YELLOW PK10","EXCEL CAT6 0.5M UUTP LSOH PATCH LEAD YELLOW PK10","szt.",0.0,"EXCEL",null,null,null,17.88]
["100-538","Excel CAT6 1.5M UTP LS0H MINI PATCH LEAD GREY","Excel CAT6 1.5M UTP LS0H MINI PATCH LEAD GREY","szt.",0.0,"EXCEL",null,null,null,24.72]
["100-693","Excel CAT6 1.5M UTP LSOH MINI PATCH LEAD GREEN","Excel CAT6 1.5M UTP LSOH MINI PATCH LEAD GREEN","szt.",0.0,"EXCEL",null,null,null,24.72]
["100-550","EXCEL CAT6 1.5M UUTP LSOH PATCH LEAD GREY","EXCEL CAT6 1.5M UUTP LSOH PATCH LEAD GREY","szt.",0.0,"EXCEL",null,null,null,2.56]
["100-555","EXCEL CAT6 1.5M UUTP LSOH PATCH LEAD YELLOW","EXCEL CAT6 1.5M UUTP LSOH PATCH LEAD YELLOW","szt.",0.0,"EXCEL",null,null,null,2.56]
["100-341","EXCEL CAT6 10M UUTP LSOH PATCH LEAD GREEN","EXCEL CAT6 10M UUTP LSOH PATCH LEAD GREEN","szt.",0.0,"EXCEL",null,null,null,9.52]
["100-338","EXCEL CAT6 10M UUTP LSOH PATCH LEAD RED","EXCEL CAT6 10M UUTP LSOH PATCH LEAD RED","szt.",0.0,"EXCEL",null,null,null,9.52]
["100-408","EXCEL CAT6 15M UUTP LSOH PATCH LEAD BLACK","EXCEL CAT6 15M UUTP LSOH PATCH LEAD BLACK","szt.",0.0,"EXCEL",null,null,null,14.42]
["100-431","EXCEL CAT6 15M UUTP LSOH PATCH LEAD ORANGE","EXCEL CAT6 15M UUTP LSOH PATCH LEAD ORANGE","szt.",0.0,"EXCEL",null,null,null,14.42]
["105-003","EXCEL CAT6 1M F/UTP PATCH LEAD GREY",null,"szt.",0.0,"EXCEL",null,null,null,2.64]
["100-438","EXCEL CAT6 1M FUTP LSOH PATCH LEAD RED","EXCEL CAT6 1M FUTP LSOH PATCH LEAD RED","szt.",0.0,"EXCEL",null,null,null,3.8]
["101-102","EXCEL CAT6 1M UUTP LSOH LOCKABLE PATCH LEAD GREY","EXCEL CAT6 1M UUTP LSOH LOCKABLE PATCH LEAD GREY","szt.",0.0,"EXCEL",null,null,null,4.74]
["100-325","EXCEL CAT6 1M UUTP LSOH PATCH LEAD BLUE","EXCEL CAT6 1M UUTP LSOH PATCH LEAD BLUE","szt.",0.0,"EXCEL",null,null,null,2.08]
["100-426","EXCEL CAT6 1M UUTP LSOH PATCH LEAD ORANGE","EXCEL CAT6 1M UUTP LSOH PATCH LEAD ORANGE","szt.",0.0,"EXCEL",null,null,null,2.08]
["100-330","EXCEL CAT6 1M UUTP LSOH PATCH LEAD YELLOW","EXCEL CAT6 1M UUTP LSOH PATCH LEAD YELLOW","szt.",0.0,"EXCEL",null,null,null,2.08]
["100-343","EXCEL CAT6 20M UUTP LSOH PATCH LEAD GREEN","EXCEL CAT6 20M UUTP LSOH PATCH LEAD GREEN","szt.",0.0,"EXCEL",null,null,null,19.42]
["100-391","EXCEL CAT6 20M UUTP LSOH PATCH LEAD VIOLET","EXCEL CAT6 20M UUTP LSOH PATCH LEAD VIOLET","szt.",0.0,"EXCEL",null,null,null,19.42]
["105-004","EXCEL CAT6 2M F/UTP PATCH LEAD GREY",null,"szt.",0.0,"EXCEL",null,null,null,3.82]
["100-515","EXCEL CAT6 2M UTP LSOH MINI PATCH LEAD WHITE","EXCEL CAT6 2M UTP LSOH MINI PATCH LEAD WHITE","szt.",0.0,"EXCEL",null,null,null,2.5]
["100-326","EXCEL CAT6 2M UUTP LSOH PATCH LEAD BLUE","EXCEL CAT6 2M UUTP LSOH PATCH LEAD BLUE","szt.",0.0,"EXCEL",null,null,null,2.82]
["100-388","EXCEL CAT6 2M UUTP LSOH PATCH LEAD VIOLET","EXCEL CAT6 2M UUTP LSOH PATCH LEAD VIOLET","szt.",0.0,"EXCEL",null,null,null,2.82]
["100-445","EXCEL CAT6 3M FUTP LSOH PATCH LEAD BLUE","EXCEL CAT6 3M FUTP LSOH PATCH LEAD BLUE","szt.",0.0,"EXCEL",null,null,null,6.04]
["100-525","EXCEL CAT6 3M UTP LSOH MINI PATCH LEAD BLUE","EXCEL CAT6 3M UTP LSOH MINI PATCH LEAD BLUE","szt.",0.0,"EXCEL",null,null,null,3.52]
["101-106","EXCEL CAT6 3M UUTP LSOH LOCKABLE PATCH LEAD GREY","EXCEL CAT6 3M UUTP LSOH LOCKABLE PATCH LEAD GREY","szt.",0.0,"EXCEL",null,null,null,6.4]
["100-561","EXCEL CAT6 3M UUTP LSOH PATCH LEAD PINK","EXCEL CAT6 3M UUTP LSOH PATCH LEAD PINK","szt.",0.0,"EXCEL",null,null,null,3.58]
["100-306","EXCEL CAT6 48 PORT 2U PATCH PANEL BLACK","EXCEL CAT6 48 PORT 2U PATCH PANEL BLACK","szt.",0.0,"EXCEL",null,null,null,95.14]
["100-357","EXCEL CAT6 4M UUTP LSOH PATCH LEAD GREY","EXCEL CAT6 4M UUTP LSOH PATCH LEAD GREY","szt.",0.0,"EXCEL",null,null,null,4.32]
["100-358","EXCEL CAT6 4M UUTP LSOH PATCH LEAD RED","EXCEL CAT6 4M UUTP LSOH PATCH LEAD RED","szt.",0.0,"EXCEL",null,null,null,4.32]
["100-446","EXCEL CAT6 5M FUTP LSOH PATCH LEAD BLUE","EXCEL CAT6 5M FUTP LSOH PATCH LEAD BLUE","szt.",0.0,"EXCEL",null,null,null,8.6]
["100-517","EXCEL CAT6 5M UTP LSOH MINI PATCH LEAD WHITE","EXCEL CAT6 5M UTP LSOH MINI PATCH LEAD WHITE","szt.",0.0,"EXCEL",null,null,null,4.54]
["100-373","EXCEL CAT6 5M UUTP LSOH PATCH LEAD BLACK","EXCEL CAT6 5M UUTP LSOH PATCH LEAD BLACK","szt.",0.0,"EXCEL",null,null,null,5.08]
["100-562","EXCEL CAT6 5M UUTP LSOH PATCH LEAD PINK","EXCEL CAT6 5M UUTP LSOH PATCH LEAD PINK","szt.",0.0,"EXCEL",null,null,null,5.08]
["100-328","EXCEL CAT6 6M UUTP LSOH PATCH LEAD GREEN","EXCEL CAT6 6M UUTP LSOH PATCH LEAD GREEN","szt.",0.0,"EXCEL",null,null,null,6.24]
["100-458","EXCEL CAT6 7M FUTP LSOH PATCH LEAD GREY","EXCEL CAT6 7M FUTP LSOH PATCH LEAD GREY","szt.",0.0,"EXCEL",null,null,null,11.1]
["100-414","EXCEL CAT6 7M UUTP LSOH PATCH LEAD GREY","EXCEL CAT6 7M UUTP LSOH PATCH LEAD GREY","szt.",0.0,"EXCEL",null,null,null,7.2]
["100-420","EXCEL CAT6 7M UUTP LSOH PATCH LEAD WHITE","EXCEL CAT6 7M UUTP LSOH PATCH LEAD WHITE","szt.",0.0,"EXCEL",null,null,null,7.2]
["100-354","EXCEL CAT6 8M UUTP LSOH PATCH LEAD GREEN","EXCEL CAT6 8M UUTP LSOH PATCH LEAD GREEN","szt.",0.0,"EXCEL",null,null,null,7.84]
["100-076-1000","EXCEL CAT6 F/UTP CABLE VIOLET 1000M REEL Dca","EXCEL CAT6 F/UTP CABLE VIOLET 1000M REEL Dca","szt.",0.0,"EXCEL",null,null,null,0.0]
["190-076/LTGN-500","EXCEL CAT6 F/UTP CABLE-LIGHT GREEN 500M REEL B2ca","EXCEL CAT6 F/UTP CABLE-LIGHT GREEN 500M REEL B2ca","szt.",0.0,"EXCEL",null,null,null,0.0]
["100-076-305M-GN","EXCEL CAT6 FUTP CBL GREEN RL305M EASYREEL BOX Dca","EXCEL CAT6 FUTP CBL GREEN RL305M EASYREEL BOX Dca","szt.",0.0,"EXCEL",null,null,null,0.0]
["AMZ-HARNESS-01","Excel Cat6 Harness Kit 8x48 Cables","Excel Cat6 Harness Kit 8x48 Cables","szt.",0.0,"EXCEL",null,null,null,0.0]
["102-102","EXCEL CAT6 HD 1M UUTP LSOH PATCH LEAD GREY","EXCEL CAT6 HD 1M UUTP LSOH PATCH LEAD GREY","szt.",0.0,"EXCEL",null,null,null,0.0]
["100-215-BK-24","EXCEL CAT6 LOW PROFILE UNSCR TOOLLESS JACK-BK PK24","EXCEL CAT6 LOW PROFILE UNSCR TOOLLESS JACK-BK PK24","szt.",0.0,"EXCEL",null,null,null,72.66]
["100-208-BK","EXCEL CAT6 LOW PROFILE UNSCRN TOOLLESS JACK-BLACK","EXCEL CAT6 LOW PROFILE UNSCRN TOOLLESS JACK-BLACK","szt.",0.0,"EXCEL",null,null,null,4.24]
["100-210-24","EXCEL CAT6 SCRN TOOLLESS JACK-BUTTERFLY STYLE PK24","EXCEL CAT6 SCRN TOOLLESS JACK-BUTTERFLY STYLE PK24","szt.",0.0,"EXCEL",null,null,null,98.62]
["100-011-BK","EXCEL CAT6 UNSCREENED KEYSTONE JACK 90deg-BLACK","EXCEL CAT6 UNSCREENED KEYSTONE JACK 90deg-BLACK","szt.",0.0,"EXCEL",null,null,null,2.46]
["100-011","EXCEL CAT6 UNSCREENED KEYSTONE JACK 90deg-WHITE","EXCEL CAT6 UNSCREENED KEYSTONE JACK 90deg-WHITE","szt.",0.0,"EXCEL",null,null,null,2.46]
["100-212","EXCEL CAT6 UNSCREENED TOOLLESS JACK 180deg-BLACK","EXCEL CAT6 UNSCREENED TOOLLESS JACK 180deg-BLACK","szt.",0.0,"EXCEL",null,null,null,3.02]
["100-075","EXCEL CAT6 UTP CABLE 305M-ORANGE RAL2012 Dca","EXCEL CAT6 UTP CABLE 305M-ORANGE RAL2012 Dca","szt.",0.0,"EXCEL",null,null,null,191.66]
["190-071","EXCEL CAT6 UTP CABLE BX305M VIOLET B2ca","EXCEL CAT6 UTP CABLE BX305M VIOLET B2ca","szt.",0.0,"EXCEL",null,null,null,224.0]
["100-074-500M","Excel cat6 UTP cable lsoh 500M reel white Dca","Excel cat6 UTP cable lsoh 500M reel white Dca","szt.",0.0,"EXCEL",null,null,null,320.0]
["100-662","Excel Cat6 UTP Flat P/L 0.5m - Black","Excel Cat6 UTP Flat P/L 0.5m - Black","szt.",0.0,"EXCEL",null,null,null,2.78]
["100-661-10","EXCEL CAT6 UTP FLAT PATCH LEAD 250mm - BLACK 10pk","EXCEL CAT6 UTP FLAT PATCH LEAD 250mm - BLACK 10pk","szt.",0.0,"EXCEL",null,null,null,22.74]
["100-366-BK","EXCEL CAT6 UTP LOW PROFILE MODULE BLACK","EXCEL CAT6 UTP LOW PROFILE MODULE BLACK","szt.",0.0,"EXCEL",null,null,null,3.58]
["101-136-10","EXCEL CAT6A 0.3M FFTP LSOH PATCH LEAD BLACK PK10","EXCEL CAT6A 0.3M FFTP LSOH PATCH LEAD BLACK PK10","szt.",0.0,"EXCEL",null,null,null,40.34]
["101-131-10","EXCEL CAT6A 0.3M FFTP LSOH PATCH LEAD BLUE PK10","EXCEL CAT6A 0.3M FFTP LSOH PATCH LEAD BLUE PK10","szt.",0.0,"EXCEL",null,null,null,40.34]
["101-138","EXCEL CAT6A 0.3M FFTP LSOH PATCH LEAD ORANGE","EXCEL CAT6A 0.3M FFTP LSOH PATCH LEAD ORANGE","szt.",0.0,"EXCEL",null,null,null,4.02]
["101-139","EXCEL CAT6A 0.3M FFTP LSOH PATCH LEAD VIOLET","EXCEL CAT6A 0.3M FFTP LSOH PATCH LEAD VIOLET","szt.",0.0,"EXCEL",null,null,null,4.02]
["101-133","EXCEL CAT6A 0.3M FFTP LSOH PATCH LEAD YELLOW","EXCEL CAT6A 0.3M FFTP LSOH PATCH LEAD YELLOW","szt.",0.0,"EXCEL",null,null,null,4.02]
["Z-C6A-0.5-GE-FFTP-AA","EXCEL CAT6A 0.5M FFTP LSOH P/LEAD GREY 28AWG PK10","Z-C6A-0.5-GE-FFTP-AA-L-BB-28AWG-10 - EXCEL CAT6A 0.5M FFTP LSOH P/LEAD GREY 28AWG PK10","szt.",0.0,"EXCEL",null,null,null,0.0]
["100-223","EXCEL CAT6A 0.5M FFTP LSOH PATCH LEAD GREEN","EXCEL CAT6A 0.5M FFTP LSOH PATCH LEAD GREEN","szt.",0.0,"EXCEL",null,null,null,0.0]
["100-227-10","EXCEL CAT6A 0.5M FFTP LSOH PATCH LEAD ORANGE PK10","EXCEL CAT6A 0.5M FFTP LSOH PATCH LEAD ORANGE PK10","szt.",0.0,"EXCEL",null,null,null,45.46]
["100-228","EXCEL CAT6A 0.5M FFTP LSOH PATCH LEAD VIOLET","EXCEL CAT6A 0.5M FFTP LSOH PATCH LEAD VIOLET","szt.",0.0,"EXCEL",null,null,null,4.54]
["106-002","EXCEL CAT6A 0.5M S/FTP PATCH LEAD GREY PK10",null,"szt.",0.0,"EXCEL",null,null,null,1.84]
["101-120","EXCEL CAT6A 0.5M SFTP LSOH LOCKABLE P/LEAD GREY","EXCEL CAT6A 0.5M SFTP LSOH LOCKABLE P/LEAD GREY","szt.",0.0,"EXCEL",null,null,null,7.16]
["101-147","EXCEL CAT6A 1.5M FFTP LSOH PATCH LEAD PINK","EXCEL CAT6A 1.5M FFTP LSOH PATCH LEAD PINK","szt.",0.0,"EXCEL",null,null,null,6.28]
["101-142","EXCEL CAT6A 1.5M FFTP LSOH PATCH LEAD RED","EXCEL CAT6A 1.5M FFTP LSOH PATCH LEAD RED","szt.",0.0,"EXCEL",null,null,null,6.28]
["100-264","EXCEL CAT6A 10M FFTP LSOH PATCH LEAD GREEN","EXCEL CAT6A 10M FFTP LSOH PATCH LEAD GREEN","szt.",0.0,"EXCEL",null,null,null,18.8]
["CAT6AS-FTP10M-GY","EXCEL CAT6A 10M S/FTP PATCH LEAD GREY",null,"szt.",0.0,"EXCEL",null,null,null,0.0]
["100-269","EXCEL CAT6A 15M FFTP LSOH PATCH LEAD GREEN","EXCEL CAT6A 15M FFTP LSOH PATCH LEAD GREEN","szt.",0.0,"EXCEL",null,null,null,26.18]
["Z-C6A-1-BU-FFTP-AA-L","EXCEL CAT6A 1M FFTP LSOH P/LEAD BLUE 28AWG","Z-C6A-1-BU-FFTP-AA-L-BB-28AWG - EXCEL CAT6A 1M FFTP LSOH P/LEAD BLUE 28AWG","szt.",0.0,"EXCEL",null,null,null,0.0]
["100-173","EXCEL CAT6A 1M FFTP LSOH PATCH LEAD GREEN","EXCEL CAT6A 1M FFTP LSOH PATCH LEAD GREEN","szt.",0.0,"EXCEL",null,null,null,5.28]
["100-238","EXCEL CAT6A 1M FFTP LSOH PATCH LEAD WHITE","EXCEL CAT6A 1M FFTP LSOH PATCH LEAD WHITE","szt.",0.0,"EXCEL",null,null,null,4.66]
["100-509","EXCEL CAT6A 1M UUTP LSOH PATCH LEAD BLUE","EXCEL CAT6A 1M UUTP LSOH PATCH LEAD BLUE","szt.",0.0,"EXCEL",null,null,null,3.8]
["100-547","EXCEL CAT6A 20M FFTP LSOH PATCH LEAD GREEN","EXCEL CAT6A 20M FFTP LSOH PATCH LEAD GREEN","szt.",0.0,"EXCEL",null,null,null,37.78]
["100-545","EXCEL CAT6A 20M FFTP LSOH PATCH LEAD RED","EXCEL CAT6A 20M FFTP LSOH PATCH LEAD RED","szt.",0.0,"EXCEL",null,null,null,37.78]
["101-192-10","EXCEL CAT6A 215mm SFTP PATCH LEAD Blue PK10","EXCEL CAT6A 215mm SFTP PATCH LEAD Blue PK10","szt.",0.0,"EXCEL",null,null,null,36.66]
["101-193","EXCEL CAT6A 215mm SFTP PATCH LEAD Red BAG10","EXCEL CAT6A 215mm SFTP PATCH LEAD Red BAG10","szt.",0.0,"EXCEL",null,null,null,36.66]
["101-190","EXCEL CAT6A 215mm SFTP PATCH LEAD Yellow BAG10","EXCEL CAT6A 215mm SFTP PATCH LEAD Yellow BAG10","szt.",0.0,"EXCEL",null,null,null,36.66]
["101-190-10","EXCEL CAT6A 215mm SFTP PATCH LEAD Yellow PK10","EXCEL CAT6A 215mm SFTP PATCH LEAD Yellow PK10","szt.",0.0,"EXCEL",null,null,null,36.66]
["100-171","EXCEL CAT6A 2M FFTP LSOH PATCH LEAD GREEN","EXCEL CAT6A 2M FFTP LSOH PATCH LEAD GREEN","szt.",0.0,"EXCEL",null,null,null,6.8]
["100-162","EXCEL CAT6A 2M FFTP LSOH PATCH LEAD RED","EXCEL CAT6A 2M FFTP LSOH PATCH LEAD RED","szt.",0.0,"EXCEL",null,null,null,6.8]
["100-540","EXCEL CAT6A 2M UUTP LSOH PATCH LEAD GREEN","EXCEL CAT6A 2M UUTP LSOH PATCH LEAD GREEN","szt.",0.0,"EXCEL",null,null,null,5.04]
["100-520","EXCEL CAT6A 2M UUTP LSOH PATCH LEAD RED","EXCEL CAT6A 2M UUTP LSOH PATCH LEAD RED","szt.",0.0,"EXCEL",null,null,null,5.04]
["100-172","EXCEL CAT6A 3M FFTP LSOH PATCH LEAD GREEN","EXCEL CAT6A 3M FFTP LSOH PATCH LEAD GREEN","szt.",0.0,"EXCEL",null,null,null,8.82]
["100-254","EXCEL CAT6A 3M FFTP LSOH PATCH LEAD VIOLET","EXCEL CAT6A 3M FFTP LSOH PATCH LEAD VIOLET","szt.",0.0,"EXCEL",null,null,null,7.58]
["CAT6AS-FTP3M-GY","EXCEL CAT6A 3M S/FTP PATCH LEAD GREY",null,"szt.",0.0,"EXCEL",null,null,null,0.0]
["100-531","EXCEL CAT6A 3M UUTP LSOH PATCH LEAD YELLOW","EXCEL CAT6A 3M UUTP LSOH PATCH LEAD YELLOW","szt.",0.0,"EXCEL",null,null,null,6.28]
["100-174","EXCEL CAT6A 5M FFTP LSOH PATCH LEAD GREEN","EXCEL CAT6A 5M FFTP LSOH PATCH LEAD GREEN","szt.",0.0,"EXCEL",null,null,null,12.58]
["100-165","EXCEL CAT6A 5M FFTP LSOH PATCH LEAD RED","EXCEL CAT6A 5M FFTP LSOH PATCH LEAD RED","szt.",0.0,"EXCEL",null,null,null,12.58]
["101-128","EXCEL CAT6A 5M SFTP LSOH LOCKABLE PATCH LEAD GREY","EXCEL CAT6A 5M SFTP LSOH LOCKABLE PATCH LEAD GREY","szt.",0.0,"EXCEL",null,null,null,16.12]
["100-503","EXCEL CAT6A 5M UUTP LSOH PATCH LEAD GREY","EXCEL CAT6A 5M UUTP LSOH PATCH LEAD GREY","szt.",0.0,"EXCEL",null,null,null,8.82]
["100-532","EXCEL CAT6A 5M UUTP LSOH PATCH LEAD YELLOW","EXCEL CAT6A 5M UUTP LSOH PATCH LEAD YELLOW","szt.",0.0,"EXCEL",null,null,null,8.82]
["100-020","EXCEL CAT6a ANG SHUTTER FOR KSTONE JACK 50X25MM WT","EXCEL CAT6a ANG SHUTTER FOR KSTONE JACK 50X25MM WT","szt.",0.0,"EXCEL",null,null,null,1.0]
["100-197","EXCEL CAT6a F/FTP S/FOIL CABLE 2x500M-ICE BLUE","EXCEL CAT6a F/FTP S/FOIL CABLE 2x500M-ICE BLUE","szt.",0.0,"EXCEL",null,null,null,0.0]
["170-196-RED","EXCEL CAT6A F/FTP S/FOIL CBL RL500M-RED-Cca","EXCEL CAT6A F/FTP S/FOIL CBL RL500M-RED-Cca","szt.",0.0,"EXCEL",null,null,null,0.0]
["102-150","EXCEL CAT6A HD 0.5M SFTP LSOH PATCH LEAD GREY","EXCEL CAT6A HD 0.5M SFTP LSOH PATCH LEAD GREY","szt.",0.0,"EXCEL",null,null,null,6.8]
["170-132","EXCEL CAT6A HD 20M FFTP SOLID P/LEAD ICE BLUE Cca","EXCEL CAT6A HD 20M FFTP SOLID P/LEAD ICE BLUE Cca","szt.",0.0,"EXCEL",null,null,null,0.0]
["102-158","EXCEL CAT6A HD 5M SFTP LSOH PATCH LEAD GREY","EXCEL CAT6A HD 5M SFTP LSOH PATCH LEAD GREY","szt.",0.0,"EXCEL",null,null,null,22.42]
["100-188-BK-24","EXCEL CAT6a LOW PROFILE UNSC TOOLLESS JACK-BK PK24","EXCEL CAT6a LOW PROFILE UNSC TOOLLESS JACK-BK PK24","szt.",0.0,"EXCEL",null,null,null,98.62]
["100-914","EXCEL CAT6A S/FTP 500M WHITE Dca","EXCEL CAT6A S/FTP 500M WHITE Dca","szt.",0.0,"EXCEL",null,null,null,464.32]
["100-138-12","EXCEL CAT6a SCREENED MODULE 6C 25x38.5mm PK12","EXCEL CAT6a SCREENED MODULE 6C 25x38.5mm PK12","szt.",0.0,"EXCEL",null,null,null,69.64]
["100-180","EXCEL CAT6a SCREENED TOOLLESS JACK BUTTERFLY STYLE","EXCEL CAT6a SCREENED TOOLLESS JACK BUTTERFLY STYLE","szt.",0.0,"EXCEL",null,null,null,5.5]
["100-134/1","EXCEL CAT6a SOLID CORE RJ-45 PLUG (1 sztuka)","EXCEL CAT6a SOLID CORE RJ-45 PLUG (1 sztuka)","szt.",0.0,"EXCEL",null,null,null,0.0]
["100-980","EXCEL CAT6A U/FTP EXT GRADE PE CABLE RL500M BK Fca","EXCEL CAT6A U/FTP EXT GRADE PE CABLE RL500M BK Fca","szt.",0.0,"EXCEL",null,null,null,531.74]
["190-191-500","EXCEL CAT6a U/FTP LSOH RL500M BLU B2CA","EXCEL CAT6a U/FTP LSOH RL500M BLU B2CA","szt.",0.0,"EXCEL",null,null,null,0.0]
["100-191-ECA","EXCEL CAT6a U/FTP S/FOIL CABLE RL500M-ICE BLUE Eca","EXCEL CAT6a U/FTP S/FOIL CABLE RL500M-ICE BLUE Eca","szt.",0.0,"EXCEL",null,null,null,0.0]
["170-191-WT-305M","EXCEL CAT6a U/FTP S/FOIL CBL BX305M -WHITE Cca","EXCEL CAT6a U/FTP S/FOIL CBL BX305M -WHITE Cca","szt.",0.0,"EXCEL",null,null,null,0.0]
["170-191-500","EXCEL CAT6a U/FTP S/FOIL LSOH RL500M BLU CCA","EXCEL CAT6a U/FTP S/FOIL LSOH RL500M BLU CCA","szt.",0.0,"EXCEL",null,null,null,0.0]
["100-219","EXCEL CAT6A U/UTP CABLE LSOH ICE/BL 23AWG 500M Dca","EXCEL CAT6A U/UTP CABLE LSOH ICE/BL 23AWG 500M Dca","szt.",0.0,"EXCEL",null,null,null,427.68]
["100-156","EXCEL CAT6a UNSCREENED IDC STYLE KEYSTONE JACK-WHT","EXCEL CAT6a UNSCREENED IDC STYLE KEYSTONE JACK-WHT","szt.",0.0,"EXCEL",null,null,null,4.54]
["100-910","EXCEL CAT7A SFTP 1000MHZ CABLE RL500M - YELLOW Dca","EXCEL CAT7A SFTP 1000MHZ CABLE RL500M - YELLOW Dca","szt.",0.0,"EXCEL",null,null,null,536.58]
["190-912","EXCEL CAT7A+ SFTP 1200MHZ CABLE RL500M-YW B2ca","EXCEL CAT7A+ SFTP 1200MHZ CABLE RL500M-YW B2ca","szt.",0.0,"EXCEL",null,null,null,1099.72]
["100-074-1000M","EXCEL Category 6 UTP CABLE 1000M-WHITE RAL9010 Dca","EXCEL Category 6 UTP CABLE 1000M-WHITE RAL9010 Dca","szt.",0.0,"EXCEL",null,null,null,0.0]
["545-4261-2C-VVBM-(1)","EXCEL CL 42U 600W 1000D-2C COLO RACK BLACK-FP","EXCEL CL 42U 600W 1000D-2C COLO RACK BLACK-FP","szt.",0.0,"EXCEL",null,null,null,0.0]
["545-4261-2C-VVBM-(2)","EXCEL CL 42U 600W 1000D-2C COLO RACK GREY WHITE-FP","EXCEL CL 42U 600W 1000D-2C COLO RACK GREY WHITE-FP","szt.",0.0,"EXCEL",null,null,null,0.0]
["545-4261-4C-VVBM-BK-","EXCEL CL 42U 600W 1000D-4C COLO RACK BLACK-FP","EXCEL CL 42U 600W 1000D-4C COLO RACK BLACK-FP","szt.",0.0,"EXCEL",null,null,null,0.0]
["545-4261-4C-VVBM-(4)","EXCEL CL 42U 600W 1000D-4C COLO RACK GREY WHITE-FP",null,"szt.",0.0,"EXCEL",null,null,null,0.0]
["545-4281-2C-VVBM-BK","EXCEL CL 42U 800W 1000D-2C COLO RACK BLACK","EXCEL CL 42U 800W 1000D-2C COLO RACK BLACK","szt.",0.0,"EXCEL",null,null,null,1938.0]
["545-4281-2C-VVBM-(2)","EXCEL CL 42U 800W 1000D-2C COLO RACK GREY WHITE-FP","EXCEL CL 42U 800W 1000D-2C COLO RACK GREY WHITE-FP","szt.",0.0,"EXCEL",null,null,null,0.0]
["Z-545-4281-4C-VVBM-B","EXCEL CL 42U 800W 1000D-4C COLO HE01","EXCEL CL 42U 800W 1000D-4C COLO HE01","szt.",0.0,"EXCEL",null,null,null,0.0]
["545-4281-4C-VVBM-(4)","EXCEL CL 42U 800W 1000D-4C COLO RACK GREY WHITE-FP",null,"szt.",0.0,"EXCEL",null,null,null,0.0]
["Z-545-4281-2C-VVB(4)","EXCEL CL 42U 800x1000-2C VVBM THALES",null,"szt.",0.0,"EXCEL",null,null,null,0.0]
["545-4761-2C-VVBM-(1)","EXCEL CL 47U 600W 1000D-2C COLO RACK BLACK-FP","EXCEL CL 47U 600W 1000D-2C COLO RACK BLACK-FP","szt.",0.0,"EXCEL",null,null,null,0.0]
["545-4761-2C-VVBM-(2)","EXCEL CL 47U 600W 1000D-2C COLO RACK GREY WHITE-FP","EXCEL CL 47U 600W 1000D-2C COLO RACK GREY WHITE-FP","szt.",0.0,"EXCEL",null,null,null,0.0]
["545-4761-4C-VVBM-(3)","EXCEL CL 47U 600W 1000D-4C COLO RACK BLACK-FP",null,"szt.",0.0,"EXCEL",null,null,null,0.0]
["545-4781-2C-VVBM-BK","EXCEL CL 47U 800W 1000D-2C COLO RACK BLACK","EXCEL CL 47U 800W 1000D-2C COLO RACK BLACK","szt.",0.0,"EXCEL",null,null,null,4488.54]
["545-4781-2C-VVBM-(2)","EXCEL CL 47U 800W 1000D-2C COLO RACK GREY WHITE-FP","EXCEL CL 47U 800W 1000D-2C COLO RACK GREY WHITE-FP","szt.",0.0,"EXCEL",null,null,null,0.0]
["545-4781-4C-VVBM-BK","EXCEL CL 47U 800W 1000D-4C COLO RACK BLACK","EXCEL CL 47U 800W 1000D-4C COLO RACK BLACK","szt.",0.0,"EXCEL",null,null,null,5570.68]
["545-4781-4C-VVBM-GW-","EXCEL CL 47U 800W 1000D-4C COLO RACK GREY WHITE-FP","EXCEL CL 47U 800W 1000D-4C COLO RACK GREY WHITE-FP","szt.",0.0,"EXCEL",null,null,null,0.0]
["542-1566-GSNN-GW-FP","Excel CR 15U 600W 600D (No Sides)-Grey White-FP","Excel CR 15U 600W 600D (No Sides)-Grey White-FP","szt.",0.0,"EXCEL",null,null,null,456.62]
["ZF-542-1566-GSBN-(1)","Excel CR 15U 600W 600D-BK DHL-01","Excel CR 15U 600W 600D-BK DHL-01","szt.",0.0,"EXCEL",null,null,null,0.0]
["542-1566-GSBN-BK-FP","Excel CR 15U 600W 600D-Black-FP","Excel CR 15U 600W 600D-Black-FP","szt.",0.0,"EXCEL",null,null,null,387.42]
["542-2066-GSNN-BK-FP","Excel CR 20U 600W 600D (No Sides)-Black-FP","Excel CR 20U 600W 600D (No Sides)-Black-FP","szt.",0.0,"EXCEL",null,null,null,475.24]
["542-2066-GSBN-GW-FP","Excel CR 20U 600W 600D-Grey White-FP","Excel CR 20U 600W 600D-Grey White-FP","szt.",0.0,"EXCEL",null,null,null,429.24]
["542-2466-GSNN-GW-FP","Excel CR 24U 600W 600D (No Sides)-Grey White-FP","Excel CR 24U 600W 600D (No Sides)-Grey White-FP","szt.",0.0,"EXCEL",null,null,null,507.38]
["542-2468-GSNN-BK","Excel CR 24U 600W 800D (No Sides)-Black","Excel CR 24U 600W 800D (No Sides)-Black","szt.",0.0,"EXCEL",null,null,null,500.68]
["542-2468-GSBN-GW","Excel CR 24U 600W 800D-Grey White","Excel CR 24U 600W 800D-Grey White","szt.",0.0,"EXCEL",null,null,null,528.48]
["542-2486-GSNF-GW-FP","Excel CR 24U 800W 600D (No Sides)-Grey White-FP","Excel CR 24U 800W 600D (No Sides)-Grey White-FP","szt.",0.0,"EXCEL",null,null,null,593.2]
["542-2486-GSBF-GW-FP","Excel CR 24U 800W 600D-Grey White-FP","Excel CR 24U 800W 600D-Grey White-FP","szt.",0.0,"EXCEL",null,null,null,656.68]
["542-2488-GSBF-BK","Excel CR 24U 800W 800D-Black","Excel CR 24U 800W 800D-Black","szt.",0.0,"EXCEL",null,null,null,625.02]
["542-29610-GSBN-BK","Excel CR 29U 600W 1000D-Black","Excel CR 29U 600W 1000D-Black","szt.",0.0,"EXCEL",null,null,null,642.9]
["542-2966-GSNN-BK-FP","Excel CR 29U 600W 600D (No Sides)-Black-FP","Excel CR 29U 600W 600D (No Sides)-Black-FP","szt.",0.0,"EXCEL",null,null,null,549.16]
["542-2966-GSBN-GW","Excel CR 29U 600W 600D-Grey White","Excel CR 29U 600W 600D-Grey White","szt.",0.0,"EXCEL",null,null,null,556.5]
["542-2966-GSBN-GW-FP","Excel CR 29U 600W 600D-Grey White-FP","Excel CR 29U 600W 600D-Grey White-FP","szt.",0.0,"EXCEL",null,null,null,499.16]
["542-2968-GSBN-GW","Excel CR 29U 600W 800D-Grey White","Excel CR 29U 600W 800D-Grey White","szt.",0.0,"EXCEL",null,null,null,578.52]
["542-29810-GSBF-BK","Excel CR 29U 800W 1000D-Black","Excel CR 29U 800W 1000D-Black","szt.",0.0,"EXCEL",null,null,null,746.58]
["542-2986-GSNF-GW","Excel CR 29U 800W 600D (No Sides)-Grey White","Excel CR 29U 800W 600D (No Sides)-Grey White","szt.",0.0,"EXCEL",null,null,null,607.92]
["542-2986-GSBF-GW-FP","Excel CR 29U 800W 600D-Grey White-FP","Excel CR 29U 800W 600D-Grey White-FP","szt.",0.0,"EXCEL",null,null,null,697.42]
["542-2988-GSBF-BK-FP","Excel CR 29U 800W 800D-Black-FP","Excel CR 29U 800W 800D-Black-FP","szt.",0.0,"EXCEL",null,null,null,748.24]
["542-29810-GNBF-BK","Excel CR 29U 8x10 Glass No-Dr B-Sides F-VCM BK","Excel CR 29U 8x10 Glass No-Dr B-Sides F-VCM BK","szt.",0.0,"EXCEL",null,null,null,793.26]
["542-33610-GSBN-GW","Excel CR 33U 600W 1000D-Grey White","Excel CR 33U 600W 1000D-Grey White","szt.",0.0,"EXCEL",null,null,null,676.88]
["542-3366-GSNN-GW","Excel CR 33U 600W 600D (No Sides)-Grey White","Excel CR 33U 600W 600D (No Sides)-Grey White","szt.",0.0,"EXCEL",null,null,null,556.58]
["542-3368-GSNN-BK","Excel CR 33U 600W 800D (No Sides)-Black","Excel CR 33U 600W 800D (No Sides)-Black","szt.",0.0,"EXCEL",null,null,null,598.9]
["542-3368-GSBN-BK-FP","Excel CR 33U 600W 800D-Black-FP","Excel CR 33U 600W 800D-Black-FP","szt.",0.0,"EXCEL",null,null,null,591.16]
["542-33810-GSBF-GW-FP","Excel CR 33U 800W 1000D-Grey White-FP","Excel CR 33U 800W 1000D-Grey White-FP","szt.",0.0,"EXCEL",null,null,null,812.82]
["542-3386-GSNF-BK-FP","Excel CR 33U 800W 600D (No Sides)-Black-FP","Excel CR 33U 800W 600D (No Sides)-Black-FP","szt.",0.0,"EXCEL",null,null,null,649.08]
["542-3386-GSBF-BK","Excel CR 33U 800W 600D-Black","Excel CR 33U 800W 600D-Black","szt.",0.0,"EXCEL",null,null,null,661.98]
["542-3388-GSNF-BK-FP","Excel CR 33U 800W 800D (No Sides)-Black-FP","Excel CR 33U 800W 800D (No Sides)-Black-FP","szt.",0.0,"EXCEL",null,null,null,691.44]
["542-3388-GSBF-GW","Excel CR 33U 800W 800D-Grey White","Excel CR 33U 800W 800D-Grey White","szt.",0.0,"EXCEL",null,null,null,706.64]
["542-42610-GSNN-BK-FP","Excel CR 42U 600W 1000D (No Sides)-Black-FP","Excel CR 42U 600W 1000D (No Sides)-Black-FP","szt.",0.0,"EXCEL",null,null,null,765.94]
["542-42610-GSBN-GW","Excel CR 42U 600W 1000D-Grey White","Excel CR 42U 600W 1000D-Grey White","szt.",0.0,"EXCEL",null,null,null,785.32]
["542-4266-GSNN-GW-FP","Excel CR 42U 600W 600D (No Sides)-Grey White-FP","Excel CR 42U 600W 600D (No Sides)-Grey White-FP","szt.",0.0,"EXCEL",null,null,null,654.74]
["542-4266-GSBN-GW-FP","Excel CR 42U 600W 600D-Grey White-FP","Excel CR 42U 600W 600D-Grey White-FP","szt.",0.0,"EXCEL",null,null,null,596.46]
["542-4268-GSBN-BK-FP","Excel CR 42U 600W 800D-Black-FP","Excel CR 42U 600W 800D-Black-FP","szt.",0.0,"EXCEL",null,null,null,666.42]
["542-42810-GSNF-BK-FP","Excel CR 42U 800W 1000D (No Sides)-Black-FP","Excel CR 42U 800W 1000D (No Sides)-Black-FP","szt.",0.0,"EXCEL",null,null,null,964.26]
["542-42810-GSBF-BK-FP","Excel CR 42U 800W 1000D-Black-FP","Excel CR 42U 800W 1000D-Black-FP","szt.",0.0,"EXCEL",null,null,null,950.18]
["542-4286-GSNF-BK-FP","Excel CR 42U 800W 600D (No Sides)-Black-FP","Excel CR 42U 800W 600D (No Sides)-Black-FP","szt.",0.0,"EXCEL",null,null,null,760.28]
["542-4286-GSBF-GW-FP","Excel CR 42U 800W 600D-Grey White-FP","Excel CR 42U 800W 600D-Grey White-FP","szt.",0.0,"EXCEL",null,null,null,842.32]
["542-4288-GSBF-BK","Excel CR 42U 800W 800D-Black","Excel CR 42U 800W 800D-Black","szt.",0.0,"EXCEL",null,null,null,801.4]
["Z-542-4288-GSBF-B(6)","Excel CR 42U 800W 800D-Black HE01.1","Excel CR 42U 800W 800D-Black HE01.1","szt.",0.0,"EXCEL",null,null,null,0.0]
["Z-542-4288-GSBF-B(2)","Excel CR 42U 800W 800D-Black HE02","Excel CR 42U 800W 800D-Black HE02","szt.",0.0,"EXCEL",null,null,null,0.0]
["Z-542-4288-GSBF-B(9)","Excel CR 42U 800W 800D-Black HE03","Excel CR 42U 800W 800D-Black HE03","szt.",0.0,"EXCEL",null,null,null,0.0]
["542-4288-GSBN-BK","Excel CR 42U 8x8 Glass Steel B-Sides 0-VCM BK","Excel CR 42U 8x8 Glass Steel B-Sides 0-VCM BK","szt.",0.0,"EXCEL",null,null,null,0.0]
["542-4288-SSBN-GW","Excel CR 42U 8x8 Steel Steel B-Sides 0-VCM GW","Excel CR 42U 8x8 Steel Steel B-Sides 0-VCM GW","szt.",0.0,"EXCEL",null,null,null,803.36]
["542-4766-GSNN-BK","Excel CR 47U 600W 600D (No Sides)-Black","Excel CR 47U 600W 600D (No Sides)-Black","szt.",0.0,"EXCEL",null,null,null,653.66]
["542-4766-GSBN-GW","Excel CR 47U 600W 600D-Grey White","Excel CR 47U 600W 600D-Grey White","szt.",0.0,"EXCEL",null,null,null,689.96]
["542-4768-GSNN-GW-FP","Excel CR 47U 600W 800D (No Sides)-Grey White-FP","Excel CR 47U 600W 800D (No Sides)-Grey White-FP","szt.",0.0,"EXCEL",null,null,null,697.06]
["542-47610-NNBN-BK","Excel CR 47U 6x10 No-Dr No-Dr B-Sides 0-VCM BK","Excel CR 47U 6x10 No-Dr No-Dr B-Sides 0-VCM BK","szt.",0.0,"EXCEL",null,null,null,715.6]
["542-47810-GSBF-GW-FP","Excel CR 47U 800W 1000D-Grey White-FP","Excel CR 47U 800W 1000D-Grey White-FP","szt.",0.0,"EXCEL",null,null,null,994.08]
["542-4786-GSNF-GW","Excel CR 47U 800W 600D (No Sides)-Grey White","Excel CR 47U 800W 600D (No Sides)-Grey White","szt.",0.0,"EXCEL",null,null,null,747.92]
["542-4788-GSNF-BK-FP","Excel CR 47U 800W 800D (No Sides)-Black-FP","Excel CR 47U 800W 800D (No Sides)-Black-FP","szt.",0.0,"EXCEL",null,null,null,944.94]
["542-4788-GSBF-GW","Excel CR 47U 800W 800D-Grey White","Excel CR 47U 800W 800D-Grey White","szt.",0.0,"EXCEL",null,null,null,824.02]
["542-4788-NNNN-BK","Excel CR 47U 8x8 No-Dr No-Dr 0-Sides 0-VCM BK","Excel CR 47U 8x8 No-Dr No-Dr 0-Sides 0-VCM BK","szt.",0.0,"EXCEL",null,null,null,466.26]
["542-0610-BK","EXCEL CR/ER BASE PLATE for 600W x 1000D-BLACK","EXCEL CR/ER BASE PLATE for 600W x 1000D-BLACK","szt.",0.0,"EXCEL",null,null,null,33.38]
["542-0810-BK","EXCEL CR/ER BASE PLATE for 800W x 1000D-BLACK","EXCEL CR/ER BASE PLATE for 800W x 1000D-BLACK","szt.",0.0,"EXCEL",null,null,null,46.98]
["542-6DV-47-GE","Excel CR/ER Double Vent Door 600W 47U - Grey White","Excel CR/ER Double Vent Door 600W 47U - Grey White","szt.",0.0,"EXCEL",null,null,null,841.56]
["542-962-GE","Excel CR/ER Plinth 600W x 1200D - Grey White","Excel CR/ER Plinth 600W x 1200D - Grey White","szt.",0.0,"EXCEL",null,null,null,261.76]
["555-281","EXCEL DESK POWER - 2x SCHUKO 2x6C APERTURE","EXCEL DESK POWER - 2x SCHUKO 2x6C APERTURE","szt.",0.0,"EXCEL",null,null,null,87.34]
["555-286","EXCEL DESK POWER - 4xSCHUKO 2xUSB POWR 4x6C APTURE","EXCEL DESK POWER - 4xSCHUKO 2xUSB POWR 4x6C APTURE","szt.",0.0,"EXCEL",null,null,null,123.72]
["555-278","EXCEL DESK POWER - UK LEAD 3M","EXCEL DESK POWER - UK LEAD 3M","szt.",0.0,"EXCEL",null,null,null,19.3]
["555-271","EXCEL DESK POWER 2 x UK: 2 x 6C APERTURE","EXCEL DESK POWER 2 x UK: 2 x 6C APERTURE","szt.",0.0,"EXCEL",null,null,null,87.34]
["100-716","EXCEL DOUBLE GANG BEVELLED FACE PLATE - WHITE","EXCEL DOUBLE GANG BEVELLED FACE PLATE - WHITE","szt.",0.0,"EXCEL",null,null,null,0.68]
["200-364-LCAPC","EXCEL DUPLEX LC/APC SINGLEMODE ADAPTOR","EXCEL DUPLEX LC/APC SINGLEMODE ADAPTOR","szt.",0.0,"EXCEL",null,null,null,3.26]
["542-ER-UNIQUE KEY(1)","Excel Env ER key set 1xHandle 3xbarrell for 150x25","Excel Env ER key set 1xHandle 3xbarrell for 150x25","szt.",0.0,"EXCEL",null,null,null,0.0]
["544-SR-UNIQUE KEY(2)","Excel Env SR key set 1xHandle 3xbarrell for 150x25",null,"szt.",0.0,"EXCEL",null,null,null,0.0]
["542-030-GE","Excel Environ 1U Cantilever Shelf-350mm-Grey","Excel Environ 1U Cantilever Shelf-350mm-Grey","szt.",0.0,"EXCEL",null,null,null,19.46]
["542-021-BK","Excel Environ 1U Cantilever-400mm-Black","Excel Environ 1U Cantilever-400mm-Black","szt.",0.0,"EXCEL",null,null,null,21.62]
["542-150-24-BK","Excel Environ Cable Tray 150mm-24U-Black PK2","Excel Environ Cable Tray 150mm-24U-Black PK2","szt.",0.0,"EXCEL",null,null,null,44.62]
["542-150-29-BK","Excel Environ Cable Tray 150mm-29U-Black PK2","Excel Environ Cable Tray 150mm-29U-Black PK2","szt.",0.0,"EXCEL",null,null,null,86.04]
["542-150-38-BK","Excel Environ Cable Tray 150mm-38U-Black PK2","Excel Environ Cable Tray 150mm-38U-Black PK2","szt.",0.0,"EXCEL",null,null,null,94.54]
["542-300-29-BK","Excel Environ Cable Tray 300mm-29U-Black PK2","Excel Environ Cable Tray 300mm-29U-Black PK2","szt.",0.0,"EXCEL",null,null,null,129.66]
["542-300-42-BK","Excel Environ Cable Tray 300mm-42U-Black PK2","Excel Environ Cable Tray 300mm-42U-Black PK2","szt.",0.0,"EXCEL",null,null,null,187.88]
["541-150-24-BK","Excel Environ Cable Tray Enhanced 150mm-24U-BK PK2","Excel Environ Cable Tray Enhanced 150mm-24U-BK PK2","szt.",0.0,"EXCEL",null,null,null,0.0]
["541-150-38-BK","Excel Environ Cable Tray Enhanced 150mm-38U-BK PK2","Excel Environ Cable Tray Enhanced 150mm-38U-BK PK2","szt.",0.0,"EXCEL",null,null,null,0.0]
["541-300-24-BK","Excel Environ Cable Tray Enhanced 300mm-24U-BK PK2","Excel Environ Cable Tray Enhanced 300mm-24U-BK PK2","szt.",0.0,"EXCEL",null,null,null,0.0]
["541-300-42-BK","Excel Environ Cable Tray Enhanced 300mm-42U-BK PK2","Excel Environ Cable Tray Enhanced 300mm-42U-BK PK2","szt.",0.0,"EXCEL",null,null,null,0.0]
["542-300-20-BK","Excel Environ Cable Tray-Enhanced 300mm-20U-BK PK2","Excel Environ Cable Tray-Enhanced 300mm-20U-BK PK2","szt.",0.0,"EXCEL",null,null,null,75.84]
["541-150-20-BK","Excel Environ Cbl Tray Enhanced 150mm-20U-BK PK2","Excel Environ Cbl Tray Enhanced 150mm-20U-BK PK2","szt.",0.0,"EXCEL",null,null,null,0.0]
["542-968-GE","Excel Environ CR/ER Plinth 600W x 800D-Grey White","Excel Environ CR/ER Plinth 600W x 800D-Grey White","szt.",0.0,"EXCEL",null,null,null,210.0]
["542-980-BK","Excel Environ CR/ER Plinth 800W x 1000D-Black","Excel Environ CR/ER Plinth 800W x 1000D-Black","szt.",0.0,"EXCEL",null,null,null,85.96]
["542-988-GE","Excel Environ CR/ER Plinth 800W x 800D-Grey White","Excel Environ CR/ER Plinth 800W x 800D-Grey White","szt.",0.0,"EXCEL",null,null,null,249.48]
["542-024-BK","Excel Environ Fixed Shelf-720mm-Black","Excel Environ Fixed Shelf-720mm-Black","szt.",0.0,"EXCEL",null,null,null,28.32]
["542-028-BK","Excel Environ Sliding Shelf 563mm - Black","Excel Environ Sliding Shelf 563mm - Black","szt.",0.0,"EXCEL",null,null,null,28.56]
["544-508-GE","Excel Environ SR 800mm Wide Anti-tilt - Grey White","Excel Environ SR 800mm Wide Anti-tilt - Grey White","szt.",0.0,"EXCEL",null,null,null,93.02]
["544-968-BK","Excel Environ SR Plinth 600W x 800D - Black","Excel Environ SR Plinth 600W x 800D - Black","szt.",0.0,"EXCEL",null,null,null,210.0]
["544-988-BK","Excel Environ SR Plinth 800W x 800D - Black","Excel Environ SR Plinth 800W x 800D - Black","szt.",0.0,"EXCEL",null,null,null,249.48]
["WB12.5SGB","Excel Environ WR 12U 500mm Deep - Black","Excel Environ WR 12U 500mm Deep - Black","szt.",0.0,"EXCEL",null,null,null,189.58]
["WB12.6SG","Excel Environ WR 12U 600mm Deep - Grey","Excel Environ WR 12U 600mm Deep - Grey","szt.",0.0,"EXCEL",null,null,null,192.4]
["WB15.390SG-BK","Excel Environ WR 15U 390mm Deep - Black","Excel Environ WR 15U 390mm Deep - Black","szt.",0.0,"EXCEL",null,null,null,192.4]
["WB15.6SGB","Excel Environ WR 15U 600mm Deep - Black","Excel Environ WR 15U 600mm Deep - Black","szt.",0.0,"EXCEL",null,null,null,203.42]
["WBFP18.390SGB","Excel Environ WR 18U 390mm Deep - Black-Flat Pack","Excel Environ WR 18U 390mm Deep - Black-Flat Pack","szt.",0.0,"EXCEL",null,null,null,998.52]
["WBFP18.5SGB","Excel Environ WR 18U 500mm Deep - Black-Flat Pack","Excel Environ WR 18U 500mm Deep - Black-Flat Pack","szt.",0.0,"EXCEL",null,null,null,178.42]
["WB18.5SG","Excel Environ WR 18U 500mm Deep - Grey","Excel Environ WR 18U 500mm Deep - Grey","szt.",0.0,"EXCEL",null,null,null,220.18]
["WBFP18.6SG","Excel Environ WR 18U 600mm Deep - Grey-Flat Pack","Excel Environ WR 18U 600mm Deep - Grey-Flat Pack","szt.",0.0,"EXCEL",null,null,null,186.76]
["WB21.5SGB","Excel Environ WR 21U 500mm Deep - Black.","Excel Environ WR 21U 500mm Deep - Black","szt.",0.0,"EXCEL",null,null,null,239.68]
["WB6.390SG-BK","Excel Environ WR 6U 390mm Deep - Black","Excel Environ WR 6U 390mm Deep - Black","szt.",0.0,"EXCEL",null,null,null,150.54]
["WB6.390SG","Excel Environ WR 6U 390mm Deep - Grey","Excel Environ WR 6U 390mm Deep - Grey","szt.",0.0,"EXCEL",null,null,null,0.0]
["WB6.6SGB","Excel Environ WR 6U 600mm Deep - Black","Excel Environ WR 6U 600mm Deep - Black","szt.",0.0,"EXCEL",null,null,null,158.92]
["WBFP9.390SGB","Excel Environ WR 9U 390mm Deep - Black-Flat Pack","Excel Environ WR 9U 390mm Deep - Black-Flat Pack","szt.",0.0,"EXCEL",null,null,null,103.16]
["WBFP9.5SG","Excel Environ WR 9U 500mm Deep - Grey-Flat Pack","Excel Environ WR 9U 500mm Deep - Grey-Flat Pack","szt.",0.0,"EXCEL",null,null,null,119.88]
["WBFP9.6SG","Excel Environ WR 9U 600mm Deep - Grey-Flat Pack","Excel Environ WR 9U 600mm Deep - Grey-Flat Pack","szt.",0.0,"EXCEL",null,null,null,125.4]
["542-29610-WDBN-BK","Excel ER 29U 600W 1000D-Black","Excel ER 29U 600W 1000D-Black","szt.",0.0,"EXCEL",null,null,null,707.18]
["542-2966-WDNN-BK","Excel ER 29U 600W 600D (No Sides)-Black","Excel ER 29U 600W 600D (No Sides)-Black","szt.",0.0,"EXCEL",null,null,null,550.94]
["542-2966-WDBN-GW","Excel ER 29U 600W 600D-Grey White","Excel ER 29U 600W 600D-Grey White","szt.",0.0,"EXCEL",null,null,null,612.16]
["542-2968-WDNN-GW-FP","Excel ER 29U 600W 800D (No Sides)-Grey White-FP","Excel ER 29U 600W 800D (No Sides)-Grey White-FP","szt.",0.0,"EXCEL",null,null,null,4165.72]
["542-2968-WDBN-BK","Excel ER 29U 600W 800D-Black","Excel ER 29U 600W 800D-Black","szt.",0.0,"EXCEL",null,null,null,636.42]
["542-29610-GDBN-GW","Excel ER 29U 6x10 Glass Dbl B-Sides 0-VCM GW","Excel ER 29U 6x10 Glass Dbl B-Sides 0-VCM GW","szt.",0.0,"EXCEL",null,null,null,6370.74]
["542-2966-DDBN-GW","Excel ER 29U 6x6 Dbl Dbl B-Sides 0-VCM GW","Excel ER 29U 6x6 Dbl Dbl B-Sides 0-VCM GW","szt.",0.0,"EXCEL",null,null,null,5850.72]
["542-29810-WDNF-BK-FP","Excel ER 29U 800W 1000D (No Sides)-Black-FP","Excel ER 29U 800W 1000D (No Sides)-Black-FP","szt.",0.0,"EXCEL",null,null,null,5333.04]
["542-29810-WDBF-GW","Excel ER 29U 800W 1000D-Grey White","Excel ER 29U 800W 1000D-Grey White","szt.",0.0,"EXCEL",null,null,null,821.26]
["542-2986-WDNF-GW-FP","Excel ER 29U 800W 600D (No Sides)-Grey White-FP","Excel ER 29U 800W 600D (No Sides)-Grey White-FP","szt.",0.0,"EXCEL",null,null,null,4604.5]
["542-2988-WDNF-BK","Excel ER 29U 800W 800D (No Sides)-Black","Excel ER 29U 800W 800D (No Sides)-Black","szt.",0.0,"EXCEL",null,null,null,683.06]
["542-2988-WDBF-BK-FP","Excel ER 29U 800W 800D-Black-FP","Excel ER 29U 800W 800D-Black-FP","szt.",0.0,"EXCEL",null,null,null,5472.38]
["542-29810-DDBF-BK-FP","Excel ER 29U 8x10 Dbl Dbl B-Sides F-VCM BK FP","Excel ER 29U 8x10 Dbl Dbl B-Sides F-VCM BK FP","szt.",0.0,"EXCEL",null,null,null,5992.86]
["542-2986-DDBF-BK","Excel ER 29U 8x6 Dbl Dbl B-Sides F-VCM BK","Excel ER 29U 8x6 Dbl Dbl B-Sides F-VCM BK","szt.",0.0,"EXCEL",null,null,null,6952.68]
["542-2988-DDBF-GW","Excel ER 29U 8x8 Dbl Dbl B-Sides F-VCM GW","Excel ER 29U 8x8 Dbl Dbl B-Sides F-VCM GW","szt.",0.0,"EXCEL",null,null,null,5828.38]
["ZC-542-2988-GWBN-BK-","Excel ER 29U 8x8 DDBN BK REM-01",null,"szt.",0.0,"EXCEL",null,null,null,0.0]
["542-42610-WDBN-BK-FP","Excel ER 42U 600W 1000D-Black-FP","Excel ER 42U 600W 1000D-Black-FP","szt.",0.0,"EXCEL",null,null,null,6208.28]
["542-42610-WDBN-GW","Excel ER 42U 600W 1000D-Grey White","Excel ER 42U 600W 1000D-Grey White","szt.",0.0,"EXCEL",null,null,null,863.84]
["542-4266-WDNN-GW-FP","Excel ER 42U 600W 600D (No Sides)-Grey White-FP","Excel ER 42U 600W 600D (No Sides)-Grey White-FP","szt.",0.0,"EXCEL",null,null,null,4786.62]
["542-4268-WDNN-BK","Excel ER 42U 600W 800D (No Sides)-Black","Excel ER 42U 600W 800D (No Sides)-Black","szt.",0.0,"EXCEL",null,null,null,683.06]
["542-4268-WDBN-BK-FP","Excel ER 42U 600W 800D-Black-FP","Excel ER 42U 600W 800D-Black-FP","szt.",0.0,"EXCEL",null,null,null,5472.38]
["542-42610-DDBN-GW","Excel ER 42U 6x10 Dbl Dbl B-Sides 0-VCM GW","Excel ER 42U 6x10 Dbl Dbl B-Sides 0-VCM GW","szt.",0.0,"EXCEL",null,null,null,6258.12]
["542-4266-DDBN-GW-FP","Excel ER 42U 6x6 Dbl Dbl B-Sides 0-VCM GW FP","Excel ER 42U 6x6 Dbl Dbl B-Sides 0-VCM GW FP","szt.",0.0,"EXCEL",null,null,null,7072.26]
["542-4268-DDBN-BK-FP","Excel ER 42U 6x8 Dbl Dbl B-Sides 0-VCM BK FP","Excel ER 42U 6x8 Dbl Dbl B-Sides 0-VCM BK FP","szt.",0.0,"EXCEL",null,null,null,5869.7]
["ZC-542-4268-DDBN-BK-","Excel ER 42U 6x8 DDBN BK OWO-01","Excel ER 42U 6x8 DDBN BK OWO-01","szt.",0.0,"EXCEL",null,null,null,0.0]
["ZC-542-42810-WDBF(2)","Excel ER 42U 800W 1000D-BK - CON-01",null,"szt.",0.0,"EXCEL",null,null,null,0.0]
["542-42810-WDBF-GW-FP","Excel ER 42U 800W 1000D-Grey White-FP","Excel ER 42U 800W 1000D-Grey White-FP","szt.",0.0,"EXCEL",null,null,null,6953.4]
["542-4286-WDNF-GW-FP","Excel ER 42U 800W 600D (No Sides)-Grey White-FP","Excel ER 42U 800W 600D (No Sides)-Grey White-FP","szt.",0.0,"EXCEL",null,null,null,5057.22]
["542-4288-WDBF-BK-FP","Excel ER 42U 800W 800D-Black-FP","Excel ER 42U 800W 800D-Black-FP","szt.",0.0,"EXCEL",null,null,null,5874.6]
["542-4288-WDBF-GW-FC","Excel ER 42U 800W 800D-GW - FP","Excel ER 42U 800W 800D-GW - FP","szt.",0.0,"EXCEL",null,null,null,5728.28]
["542-42810-DDBF-BK","Excel ER 42U 8x10 Dbl Dbl B-Sides F-VCM BK","Excel ER 42U 8x10 Dbl Dbl B-Sides F-VCM BK","szt.",0.0,"EXCEL",null,null,null,7737.16]
["542-42810-NDBF-GW","Excel ER 42U 8x10 No-Dr Dbl B-Sides F-VCM GW","Excel ER 42U 8x10 No-Dr Dbl B-Sides F-VCM GW","szt.",0.0,"EXCEL",null,null,null,6813.88]
["542-4286-DDBF-GW","Excel ER 42U 8x6 Dbl Dbl B-Sides F-VCM GW","Excel ER 42U 8x6 Dbl Dbl B-Sides F-VCM GW","szt.",0.0,"EXCEL",null,null,null,6645.76]
["542-4288-DDBF-GW-FP","Excel ER 42U 8x8 Dbl Dbl B-Sides F-VCM GW FP","Excel ER 42U 8x8 Dbl Dbl B-Sides F-VCM GW FP","szt.",0.0,"EXCEL",null,null,null,878.94]
["542-4288-SWBF-BK","Excel ER 42U 8x8 Steel Wave B-Sides F-VCM BK","Excel ER 42U 8x8 Steel Wave B-Sides F-VCM BK","szt.",0.0,"EXCEL",null,null,null,6746.12]
["542-47610-WDBN-GW-FP","Excel ER 47U 600W 1000D-Grey White-FP","Excel ER 47U 600W 1000D-Grey White-FP","szt.",0.0,"EXCEL",null,null,null,6470.46]
["542-4766-WDBN-GW-FP","Excel ER 47U 600W 600D-Grey White-FP","Excel ER 47U 600W 600D-Grey White-FP","szt.",0.0,"EXCEL",null,null,null,5472.38]
["542-47610-DDBN-BK","Excel ER 47U 6x10 Dbl Dbl B-Sides 0-VCM BK","Excel ER 47U 6x10 Dbl Dbl B-Sides 0-VCM BK","szt.",0.0,"EXCEL",null,null,null,7159.22]
["542-4768-GWBN-BK-FP","Excel ER 47U 6x8 Glass Wave B-Sides 0-VCM BK FP","Excel ER 47U 6x8 Glass Wave B-Sides 0-VCM BK FP","szt.",0.0,"EXCEL",null,null,null,5715.78]
["ZC-542-47810-WEWORK-","Excel ER 47U 800W 1000D-BK-WEWORK-02 FP",null,"szt.",0.0,"EXCEL",null,null,null,0.0]
["542-47810-WDBF-BK-FP","Excel ER 47U 800W 1000D-Black-FP","Excel ER 47U 800W 1000D-Black-FP","szt.",0.0,"EXCEL",null,null,null,7275.36]
["542-4788-WDBF-BK","Excel ER 47U 800W 800D-Black","Excel ER 47U 800W 800D-Black","szt.",0.0,"EXCEL",null,null,null,906.44]
["542-47810-DDBF-BK","Excel ER 47U 8x10 Dbl Dbl B-Sides F-VCM BK","Excel ER 47U 8x10 Dbl Dbl B-Sides F-VCM BK","szt.",0.0,"EXCEL",null,null,null,0.0]
["62542-47810-DDBF-BK","Excel ER 47U 8x10 Dbl Dbl B-Sides F-VCM BK","Excel ER 47U 8x10 Dbl Dbl B-Sides F-VCM BK","szt.",0.0,"EXCEL",null,null,null,0.0]
["542-47810-CDBF-BK","Excel ER 47U 8x10 DblGl Dbl B-Sides F-VCM BK","Excel ER 47U 8x10 DblGl Dbl B-Sides F-VCM BK","szt.",0.0,"EXCEL",null,null,null,10704.26]
["542-47810-WDBN-BK","Excel ER 47U 8x10 Wave Dbl B-Sides 0-VCM BK","Excel ER 47U 8x10 Wave Dbl B-Sides 0-VCM BK","szt.",0.0,"EXCEL",null,null,null,0.0]
["542-4788-DDBF-BK-FP","Excel ER 47U 8x8 Dbl Dbl B-Sides F-VCM BK FP","Excel ER 47U 8x8 Dbl Dbl B-Sides F-VCM BK FP","szt.",0.0,"EXCEL",null,null,null,6788.94]
["350-619","EXCEL EUROMOD PLATE FOR 350-601 3C BOX *NEW","EXCEL EUROMOD PLATE FOR 350-601 3C BOX *NEW","szt.",0.0,"EXCEL",null,null,null,21.62]
["550-300","EXCEL EXTENSION LEAD PLUG TO SOCKET 3 METRE","EXCEL EXTENSION LEAD PLUG TO SOCKET 3 METRE","szt.",0.0,"EXCEL",null,null,null,5.0]
["100-115","Excel Fast RJ45 Plug Termination Tool","Excel Fast RJ45 Plug Termination Tool","szt.",0.0,"EXCEL",null,null,null,43.24]
["111B","Excel Frame Distribution 111B (69 Way)","Excel Frame Distribution 111B (69 Way)","szt.",0.0,"EXCEL",null,null,null,0.0]
["200-422","Excel FTTX Outlet loaded with 2 x SCAPC","Excel FTTX Outlet loaded with 2 x SCAPC","szt.",0.0,"EXCEL",null,null,null,6.48]
["100-407","EXCEL FULL WIDTH BLANK","EXCEL FULL WIDTH BLANK","szt.",0.0,"EXCEL",null,null,null,0.38]
["200-972","EXCEL G657 10M SC-SC 2MM SIMPLEX P/LEAD 9/125 BLUE","EXCEL G657 10M SC-SC 2MM SIMPLEX P/LEAD 9/125 BLUE","szt.",0.0,"EXCEL",null,null,null,10.82]
["200-979","EXCEL G657 2M SCAPC-SCAPC 2MM SX P/LEAD 9/125 BLUE","EXCEL G657 2M SCAPC-SCAPC 2MM SX P/LEAD 9/125 BLUE","szt.",0.0,"EXCEL",null,null,null,6.48]
["200-981","EXCEL G657 5M SCAPC-SCAPC 2MM SX P/LEAD 9/125 BLUE","EXCEL G657 5M SCAPC-SCAPC 2MM SX P/LEAD 9/125 BLUE","szt.",0.0,"EXCEL",null,null,null,10.82]
["200-971","EXCEL G657 5M SC-SC 2MM SIMPLEX P/LEAD 9/125 BLUE","EXCEL G657 5M SC-SC 2MM SIMPLEX P/LEAD 9/125 BLUE","szt.",0.0,"EXCEL",null,null,null,8.64]
["100-715","EXCEL HALF WIDTH BLANK - WHITE","EXCEL HALF WIDTH BLANK - WHITE","szt.",0.0,"EXCEL",null,null,null,0.22]
["541-030","EXCEL HD HORI MGR 2U 152mmX482mm - FRONT","EXCEL HD HORI MGR 2U 152mmX482mm - FRONT","szt.",0.0,"EXCEL",null,null,null,30.52]
["208-012-MALE","EXCEL HD OM3 MTP FIBRE CASSETTE 12DUPLEX LC-24CORE","EXCEL HD OM3 MTP FIBRE CASSETTE 12DUPLEX LC-24CORE","szt.",0.0,"EXCEL",null,null,null,309.22]
["208-011-MOD1","EXCEL HD OM3 MTP FIBRE CASSETTE 6 DUPLEX LC-12CORE","EXCEL HD OM3 MTP FIBRE CASSETTE 6 DUPLEX LC-12CORE","szt.",0.0,"EXCEL",null,null,null,0.0]
["208-014","EXCEL HD OM4 MTP FIBRE CASSETTE 12DUPLEX LC-24CORE","EXCEL HD OM4 MTP FIBRE CASSETTE 12DUPLEX LC-24CORE","szt.",0.0,"EXCEL",null,null,null,309.22]
["208-013","EXCEL HD OM4 MTP FIBRE CASSETTE 6 DUPLEX LC-12CORE","EXCEL HD OM4 MTP FIBRE CASSETTE 6 DUPLEX LC-12CORE","szt.",0.0,"EXCEL",null,null,null,166.5]
["208-016-APC-MOD1","EXCEL HD OS2 MTP APC FIBRE CASSETTE 12DPX LC-24C","EXCEL HD OS2 MTP APC FIBRE CASSETTE 12DPX LC-24C","szt.",0.0,"EXCEL",null,null,null,0.0]
["208-015-APC-MOD2","EXCEL HD OS2 MTP APC FIBRE CASSETTE 6 DPX LC-12C","EXCEL HD OS2 MTP APC FIBRE CASSETTE 6 DPX LC-12C","szt.",0.0,"EXCEL",null,null,null,0.0]
["208-111-MOD2-MF","EXCEL HD OS2 MTP FIBRE CASSETTE 6DUPLEX LC-12CORE","EXCEL HD OS2 MTP FIBRE CASSETTE 6DUPLEX LC-12CORE","szt.",0.0,"EXCEL",null,null,null,0.0]
["541-041","EXCEL HD VERT MGR 48U 152mmX500mm - FRONT/REAR","EXCEL HD VERT MGR 48U 152mmX500mm - FRONT/REAR","szt.",0.0,"EXCEL",null,null,null,1137.68]
["541-027","EXCEL HD VERT MGR 52U 305mmX508mm - FRONT/REAR","EXCEL HD VERT MGR 52U 305mmX508mm - FRONT/REAR","szt.",0.0,"EXCEL",null,null,null,1876.46]
["541-008","EXCEL HD VERTICAL MANAGER 42U 8x10IN - FRONT","EXCEL HD VERTICAL MANAGER 42U 8x10IN - FRONT","szt.",0.0,"EXCEL",null,null,null,1252.36]
["HDMI-V1.4-AA-1.5M","Excel HDMI V1.4 Cable A male-A male 1.5mt BK","Excel HDMI V1.4 Cable A male-A male 1.5mt BK","szt.",0.0,"EXCEL",null,null,null,0.0]
["100-806","Excel HDMI v1.4 Keystone Adaptor white","Excel HDMI v1.4 Keystone Adaptor white","szt.",0.0,"EXCEL",null,null,null,3.24]
["HDMI-V2.0-AA-1.5M","Excel HDMI Version 2.0 Cable A Male -A Male 1.5mtr","Excel HDMI Version 2.0 Cable A Male -A Male 1.5mtr","szt.",0.0,"EXCEL",null,null,null,0.0]
["180-094","EXCEL HOOK & LOOP 25M REEL BLACK","EXCEL HOOK & LOOP 25M REEL BLACK","szt.",0.0,"EXCEL",null,null,null,22.96]
["555-261","EXCEL INTELLIGENT PDU WIRELESS USB MODULE","EXCEL INTELLIGENT PDU WIRELESS USB MODULE","szt.",0.0,"EXCEL",null,null,null,61.88]
["555-IPL-V-24C13-4(1)","Excel iplite vert 24c13 4c19 16amp",null,"szt.",0.0,"EXCEL",null,null,null,0.0]
["555-IPL-V-12C13-2(2)","Excel IPLite Vertical 12 x c13 2c x 19 32AMP",null,"szt.",0.0,"EXCEL",null,null,null,0.0]
["555-IPL-V-16C13-2C19","Excel IPLite Vertical 16C13 2C19 16Amp","Excel IPLite Vertical 16C13 2C19 16Amp","szt.",0.0,"EXCEL",null,null,null,0.0]
["101-LCKEY","EXCEL KEY FOR LOCKABLE PATCH LEAD (PAIR)","EXCEL KEY FOR LOCKABLE PATCH LEAD (PAIR)","szt.",0.0,"EXCEL",null,null,null,3.22]
["100-659","EXCEL Large riser enclosure 600 x 250 x 650","EXCEL Large riser enclosure 600 x 250 x 650","szt.",0.0,"EXCEL",null,null,null,335.18]
["200-568","EXCEL LC QUAD ADAPTOR MM","EXCEL LC QUAD ADAPTOR MM","szt.",0.0,"EXCEL",null,null,null,5.4]
["Z-9901-IPT-500-900-5","Excel Leak detection lead With 5m detection rope ","Excel Leak detection lead With 5m detection rope ","szt.",0.0,"EXCEL",null,null,null,0.0]
["100-630","EXCEL LJU-RJ45 ISDN TAILED ADAPTOR","EXCEL LJU-RJ45 ISDN TAILED ADAPTOR","szt.",0.0,"EXCEL",null,null,null,0.0]
["23-0024","EXCEL MALE D9-RJ45 ADAPTOR BLACK","EXCEL MALE D9-RJ45 ADAPTOR BLACK","szt.",0.0,"EXCEL",null,null,null,0.0]
["100-651","EXCEL medium Riser enclosure 400 x 604 x125","EXCEL medium Riser enclosure 400 x 604 x125","szt.",0.0,"EXCEL",null,null,null,162.18]
["555-060","EXCEL MOD PDU 3-WAY BS1363 FUSED UNSWITCHED 16A","EXCEL MOD PDU 3-WAY BS1363 FUSED UNSWITCHED 16A","szt.",0.0,"EXCEL",null,null,null,0.0]
["555-053","EXCEL MOD PDU HOUSING 5MOD CAPACITY 32AMP BS4343","EXCEL MOD PDU HOUSING 5MOD CAPACITY 32AMP BS4343","szt.",0.0,"EXCEL",null,null,null,0.0]
["208-OM3-24C MTP-20","Excel MTP Trunk OM3 24C 20m","Excel MTP Trunk OM3 24C 20m ","szt.",0.0,"EXCEL",null,null,null,0.0]
["100-827","Excel Office 25x50 F Type Sat Coax snap in adaptor","Excel Office 25x50 F Type Sat Coax snap in adaptor","szt.",0.0,"EXCEL",null,null,null,2.16]
["100-275","EXCEL OFFICE C5E UNSCR LOW PROFILE MODULE","EXCEL OFFICE C5E UNSCR LOW PROFILE MODULE","szt.",0.0,"EXCEL",null,null,null,1.68]
["100-274","EXCEL OFFICE KEYSTONE FACEPLATE-2 PORT","EXCEL OFFICE KEYSTONE FACEPLATE-2 PORT","szt.",0.0,"EXCEL",null,null,null,2.02]
["200-087","EXCEL OM1 12C 62.5/125 LOOSE TUBE BLACK Dca","EXCEL OM1 12C 62.5/125 LOOSE TUBE BLACK Dca","m",0.0,"EXCEL",null,null,null,2.16]
["200-140","EXCEL OM1 12C 62.5/125 TIGHT BUFFER BLACK Cca","EXCEL OM1 12C 62.5/125 TIGHT BUFFER BLACK Cca","m",0.0,"EXCEL",null,null,null,2.26]
["290-081","EXCEL OM1 16C 62.5/125 Loose Tube LSOH-BK-B2ca","EXCEL OM1 16C 62.5/125 Loose Tube LSOH-BK-B2ca","m",0.0,"EXCEL",null,null,null,3.54]
["200-084","EXCEL OM1 24C 62.5/125 LOOSE TUBE BLACK Dca","EXCEL OM1 24C 62.5/125 LOOSE TUBE BLACK Dca","m",0.0,"EXCEL",null,null,null,3.02]
["205-346","EXCEL OM1 24C 62.5/125 LOOSE TUBE SWA - BLACK Eca","EXCEL OM1 24C 62.5/125 LOOSE TUBE SWA - BLACK Eca","m",0.0,"EXCEL",null,null,null,6.58]
["200-556","EXCEL OM1 2M ST PIGTAIL 62.5/125","EXCEL OM1 2M ST PIGTAIL 62.5/125","szt.",0.0,"EXCEL",null,null,null,2.16]
["275-270","EXCEL OM1 4C 62.5/125 LOOSE TUBE CST BLUE Cca","EXCEL OM1 4C 62.5/125 LOOSE TUBE CST BLUE Cca","m",0.0,"EXCEL",null,null,null,2.5]
["200-110","EXCEL OM1 4C 62.5/125 TIGHT BUFFER BLACK Cca","EXCEL OM1 4C 62.5/125 TIGHT BUFFER BLACK Cca","m",0.0,"EXCEL",null,null,null,1.08]
["205-271","EXCEL OM1 8C 62.5/125 LOOSE TUBE CST BLUE Eca","EXCEL OM1 8C 62.5/125 LOOSE TUBE CST BLUE Eca","m",0.0,"EXCEL",null,null,null,1.82]
["202-221","EXCEL OM2 0.25M SC-SC DUPLEX P/LEAD 50/125 ORANGE","EXCEL OM2 0.25M SC-SC DUPLEX P/LEAD 50/125 ORANGE","szt.",0.0,"EXCEL",null,null,null,5.0]
["290-089","EXCEL OM2 12C 50/125 Loose Tube LSOH-BK-B2ca","EXCEL OM2 12C 50/125 Loose Tube LSOH-BK-B2ca","m",0.0,"EXCEL",null,null,null,2.94]
["200-146","EXCEL OM2 16C 50/125 TIGHT BUFFER BLACK Cca","EXCEL OM2 16C 50/125 TIGHT BUFFER BLACK Cca","m",0.0,"EXCEL",null,null,null,0.0]
["200-092","EXCEL OM2 24C 50/125 LOOSE TUBE BLACK Dca","EXCEL OM2 24C 50/125 LOOSE TUBE BLACK Dca","m",0.0,"EXCEL",null,null,null,3.5]
["200-092-D","Excel OM2 24C 50/125 loose tube lsoh black","Excel OM2 24C 50/125 loose tube lsoh black","m",0.0,"EXCEL",null,null,null,2.88]
["200-557","EXCEL OM2 2M ST PIGTAIL 50/125","EXCEL OM2 2M ST PIGTAIL 50/125","szt.",0.0,"EXCEL",null,null,null,2.16]
["275-275","EXCEL OM2 4C 50/125 LOOSE TUBE CST BLUE Cca","EXCEL OM2 4C 50/125 LOOSE TUBE CST BLUE Cca","m",0.0,"EXCEL",null,null,null,2.32]
["200-115-D","Excel OM2 4C 50/125 tight buffer lsoh black","Excel OM2 4C 50/125 tight buffer lsoh black","m",0.0,"EXCEL",null,null,null,1.0]
["200-283","EXCEL OM2 6M ST-ST DUPLEX P/LEAD 50/125 ORANGE","EXCEL OM2 6M ST-ST DUPLEX P/LEAD 50/125 ORANGE","szt.",0.0,"EXCEL",null,null,null,0.0]
["290-069","EXCEL OM2 8C 50/125 Loose Tube LSOH-BK-B2ca","EXCEL OM2 8C 50/125 Loose Tube LSOH-BK-B2ca","m",0.0,"EXCEL",null,null,null,2.26]
["205-364","EXCEL OM2 8C 50/125 LOOSE TUBE SWA - BLACK Eca","EXCEL OM2 8C 50/125 LOOSE TUBE SWA - BLACK Eca","m",0.0,"EXCEL",null,null,null,3.58]
["200-157","EXCEL OM3 12C 50/125 TIGHT BUFFER BLACK Cca","EXCEL OM3 12C 50/125 TIGHT BUFFER BLACK Cca","m",0.0,"EXCEL",null,null,null,2.82]
["290-153","EXCEL OM3 16C 50/125 LOOSE TUBE BLACK B2ca","EXCEL OM3 16C 50/125 LOOSE TUBE BLACK B2ca","m",0.0,"EXCEL",null,null,null,4.32]
["200-644","EXCEL OM3 1M SC PIGTAIL 50/125 SET OF 12 AQUA","EXCEL OM3 1M SC PIGTAIL 50/125 SET OF 12 AQUA","szt.",0.0,"EXCEL",null,null,null,24.9]
["205-284","EXCEL OM3 24C 50/125 LOOSE TUBE CST BLUE Eca","EXCEL OM3 24C 50/125 LOOSE TUBE CST BLUE Eca","m",0.0,"EXCEL",null,null,null,6.18]
["290-150","EXCEL OM3 4C 50/125 LOOSE TUBE BLACK B2ca","EXCEL OM3 4C 50/125 LOOSE TUBE BLACK B2ca","m",0.0,"EXCEL",null,null,null,1.94]
["205-280","EXCEL OM3 4C 50/125 LOOSE TUBE CST BLUE Eca.","EXCEL OM3 4C 50/125 LOOSE TUBE CST BLUE Eca","m",0.0,"EXCEL",null,null,null,1.64]
["200-118","EXCEL OM3 6C 50/125 TIGHT BUFFER BLACK Cca","EXCEL OM3 6C 50/125 TIGHT BUFFER BLACK Cca","m",0.0,"EXCEL",null,null,null,1.74]
["200-156","EXCEL OM3 8C 50/125 TIGHT BUFFER BLACK Cca","EXCEL OM3 8C 50/125 TIGHT BUFFER BLACK Cca","m",0.0,"EXCEL",null,null,null,1.94]
["204-212-BK","EXCEL OM4 12C 50/125 LOOSE TUBE CST BLACK","EXCEL OM4 12C 50/125 LOOSE TUBE CST BLACK","m",0.0,"EXCEL",null,null,null,4.54]
["294-016","EXCEL OM4 16C  50/125 Loose Tube-BK-B2ca","EXCEL OM4 16C  50/125 Loose Tube-BK-B2ca","m",0.0,"EXCEL",null,null,null,6.92]
["200-646","EXCEL OM4 1M SC PIGTAIL 50/125 SET OF 12 VIOLET","EXCEL OM4 1M SC PIGTAIL 50/125 SET OF 12 VIOLET","szt.",0.0,"EXCEL",null,null,null,29.32]
["274-224","EXCEL OM4 24C 50/125 LOOSE TUBE CST BLUE Cca","EXCEL OM4 24C 50/125 LOOSE TUBE CST BLUE Cca","m",0.0,"EXCEL",null,null,null,8.64]
["204-124","EXCEL OM4 24C 50/125 TIGHT BUFFERED Cca","EXCEL OM4 24C 50/125 TIGHT BUFFERED Cca","m",0.0,"EXCEL",null,null,null,8.22]
["204-321","EXCEL OM4 2M SC PIGTAIL 50/125","EXCEL OM4 2M SC PIGTAIL 50/125","szt.",0.0,"EXCEL",null,null,null,3.9]
["274-204","EXCEL OM4 4C 50/125 LOOSE TUBE CST BLUE Cca","EXCEL OM4 4C 50/125 LOOSE TUBE CST BLUE Cca","m",0.0,"EXCEL",null,null,null,3.68]
["204-006","EXCEL OM4 6C 50/125 LOOSE TUBE Dca","EXCEL OM4 6C 50/125 LOOSE TUBE Dca","m",0.0,"EXCEL",null,null,null,2.38]
["204-008","EXCEL OM4 8C 50/125 LOOSE TUBE Dca","EXCEL OM4 8C 50/125 LOOSE TUBE Dca","m",0.0,"EXCEL",null,null,null,2.92]
["201-219","EXCEL OS2 0.5M SCA-SCA SX P/LEAD 2.8mm G657B3 WHT","EXCEL OS2 0.5M SCA-SCA SX P/LEAD 2.8mm G657B3 WHT","szt.",0.0,"EXCEL",null,null,null,4.0]
["200-685-BU2","EXCEL OS2 10M LC-LC 2MM DUPLEX P/LEAD 9/125 BLUE","EXCEL OS2 10M LC-LC 2MM DUPLEX P/LEAD 9/125 BLUE","szt.",0.0,"EXCEL",null,null,null,0.0]
["275-307","EXCEL OS2 12C 9/125 LOOSE TUBE CST BLUE Cca","EXCEL OS2 12C 9/125 LOOSE TUBE CST BLUE Cca","m",0.0,"EXCEL",null,null,null,2.82]
["200-687-BU2","EXCEL OS2 15M LC-SC 2MM DUPLEX P/LEAD 9/125 BLUE","EXCEL OS2 15M LC-SC 2MM DUPLEX P/LEAD 9/125 BLUE","szt.",0.0,"EXCEL",null,null,null,0.0]
["201-207-BU2","EXCEL OS2 15M SC-SC 2MM DUPLEX P/LEAD 9/125 BLUE","EXCEL OS2 15M SC-SC 2MM DUPLEX P/LEAD 9/125 BLUE","szt.",0.0,"EXCEL",null,null,null,0.0]
["200-650","EXCEL OS2 1M LC PIGTAIL 9/125 SET OF 12 YELLOW","EXCEL OS2 1M LC PIGTAIL 9/125 SET OF 12 YELLOW","szt.",0.0,"EXCEL",null,null,null,25.18]
["200-723-12","EXCEL OS2 1M SC PIGTAIL MALE 9/125 PACK OF 12","EXCEL OS2 1M SC PIGTAIL MALE 9/125 PACK OF 12","szt.",0.0,"EXCEL",null,null,null,27.12]
["200-648","EXCEL OS2 1M ST PIGTAIL 9/125 SET OF 12 YELLOW","EXCEL OS2 1M ST PIGTAIL 9/125 SET OF 12 YELLOW","szt.",0.0,"EXCEL",null,null,null,23.86]
["200-651","EXCEL OS2 1mtr FC PIGTAIL 9/125 SET OF 12 YELLOW","EXCEL OS2 1mtr FC PIGTAIL 9/125 SET OF 12 YELLOW","szt.",0.0,"EXCEL",null,null,null,25.18]
["295-309","EXCEL OS2 24C 9/125 LOOSE TUBE CST BLUE B2ca","EXCEL OS2 24C 9/125 LOOSE TUBE CST BLUE B2ca","m",0.0,"EXCEL",null,null,null,5.04]
["205-328","EXCEL OS2 24C 9/125 TIGHT BUFFERED BLACK Cca","EXCEL OS2 24C 9/125 TIGHT BUFFERED BLACK Cca","m",0.0,"EXCEL",null,null,null,1.5]
["201-242","EXCEL OS2 2M LCAPC-SCAPC SX P/LEAD 9/125 YELLOW","EXCEL OS2 2M LCAPC-SCAPC SX P/LEAD 9/125 YELLOW","szt.",0.0,"EXCEL",null,null,null,0.0]
["200-688-BU2","EXCEL OS2 2M LC-SC 2MM DUPLEX P/LEAD 9/125 BLUE","EXCEL OS2 2M LC-SC 2MM DUPLEX P/LEAD 9/125 BLUE","szt.",0.0,"EXCEL",null,null,null,0.0]
["200-456","EXCEL OS2 2M SCAPC PIGTAIL 9/125 TB 12 COLOUR PACK","EXCEL OS2 2M SCAPC PIGTAIL 9/125 TB 12 COLOUR PACK","szt.",0.0,"EXCEL",null,null,null,34.6]
["202-201","EXCEL OS2 30M ST-ST DUPLEX P/LEAD 9/125 YELLOW","EXCEL OS2 30M ST-ST DUPLEX P/LEAD 9/125 YELLOW","szt.",0.0,"EXCEL",null,null,null,25.94]
["205-313","Excel OS2 48 Core Loose Tube CST Fbr Optic Cbl Eca","Excel OS2 48 Core Loose Tube CST Fbr Optic Cbl Eca","m",0.0,"EXCEL",null,null,null,3.62]
["275-305","EXCEL OS2 4C 9/125 LOOSE TUBE CST BLUE Cca","EXCEL OS2 4C 9/125 LOOSE TUBE CST BLUE Cca","m",0.0,"EXCEL",null,null,null,2.16]
["205-320","EXCEL OS2 4C 9/125 TIGHT BUFFERED BLACK Cca","EXCEL OS2 4C 9/125 TIGHT BUFFERED BLACK Cca","m",0.0,"EXCEL",null,null,null,0.66]
["200-692-BU2","EXCEL OS2 5M LC-SC 2MM DUPLEX P/LEAD 9/125 BLUE","EXCEL OS2 5M LC-SC 2MM DUPLEX P/LEAD 9/125 BLUE","szt.",0.0,"EXCEL",null,null,null,0.0]
["275-306","EXCEL OS2 8C 9/125 LOOSE TUBE CST BLUE Cca","EXCEL OS2 8C 9/125 LOOSE TUBE CST BLUE Cca","m",0.0,"EXCEL",null,null,null,2.6]
["205-322-YW","EXCEL OS2 8C 9/125 TIGHT BUFFERED YELLOW Cca","EXCEL OS2 8C 9/125 TIGHT BUFFERED YELLOW Cca","m",0.0,"EXCEL",null,null,null,0.86]
["205-312","EXCEL OS2 96C MULTI LOOSE TUBE INT/EXT CABLE Eca","EXCEL OS2 96C MULTI LOOSE TUBE INT/EXT CABLE Eca","m",0.0,"EXCEL",null,null,null,6.98]
["555-108","EXCEL PDU 12 AS/NZS 3112 SOCKET SWITCHED LED 10AMP","EXCEL PDU 12 AS/NZS 3112 SOCKET SWITCHED LED 10AMP","szt.",0.0,"EXCEL",null,null,null,67.2]
["555-086","EXCEL PDU 12 SCHUKO SOCKET UNSWITCHED 16AMP LED IN","EXCEL PDU 12 SCHUKO SOCKET UNSWITCHED 16AMP LED IN","szt.",0.0,"EXCEL",null,null,null,55.2]
["555-072","EXCEL PDU 6 SCHUKO SOCKET SWITCHED 16AMP LED INDIC","EXCEL PDU 6 SCHUKO SOCKET SWITCHED 16AMP LED INDIC","szt.",0.0,"EXCEL",null,null,null,45.62]
["555-073","EXCEL PDU 8 SCHUKO SOCKET SWITCHED 16AMP LED INDIC","EXCEL PDU 8 SCHUKO SOCKET SWITCHED 16AMP LED INDIC","szt.",0.0,"EXCEL",null,null,null,47.98]
["555-203","EXCEL PDU MONITORED 20 C13 & 4 C19 - 32A VERTICAL","EXCEL PDU MONITORED 20 C13 & 4 C19 - 32A VERTICAL","szt.",0.0,"EXCEL",null,null,null,0.0]
["100-002","EXCEL PLUS 1-PORT CAT5E SURFACE MOUNT BOX-WHITE","EXCEL PLUS 1-PORT CAT5E SURFACE MOUNT BOX-WHITE","szt.",0.0,"EXCEL",null,null,null,2.38]
["100-004","EXCEL PLUS 4-PORT CAT5E SURFACE MOUNT BOX-WHITE","EXCEL PLUS 4-PORT CAT5E SURFACE MOUNT BOX-WHITE","szt.",0.0,"EXCEL",null,null,null,9.08]
["100-476","EXCEL PLUS CAT5e 24 PORT 1U PATCH PANEL BLUE","EXCEL PLUS CAT5e 24 PORT 1U PATCH PANEL BLUE","szt.",0.0,"EXCEL",null,null,null,52.98]
["100-017","EXCEL PLUS CAT6 6WAY MODULAR BLOCK FOR 100-016","EXCEL PLUS CAT6 6WAY MODULAR BLOCK FOR 100-016","szt.",0.0,"EXCEL",null,null,null,38.92]
["550-256","EXCEL PSTN FLUSH MOUNT TWIN  LJU TYPE 4/1A","EXCEL PSTN FLUSH MOUNT TWIN  LJU TYPE 4/1A","szt.",0.0,"EXCEL",null,null,null,6.58]
["550-250","EXCEL PSTN SURFACE MOUNT LJU TYPE 2/1A","EXCEL PSTN SURFACE MOUNT LJU TYPE 2/1A","szt.",0.0,"EXCEL",null,null,null,3.5]
["IVU6-BK","EXCEL RACK MOUNTED 6-WAY FAN UNIT-BLACK","EXCEL RACK MOUNTED 6-WAY FAN UNIT-BLACK","szt.",0.0,"EXCEL",null,null,null,1000.8]
["350-518","EXCEL RED WALL PLUGS (PACK 1000)","EXCEL RED WALL PLUGS (PACK 1000)","szt.",0.0,"EXCEL",null,null,null,0.0]
["100-657","Excel residential Soho cabinet CATV splitter",null,"szt.",0.0,"EXCEL",null,null,null,403.96]
["542-060","Excel roof bracket use with basket tray","Excel roof bracket use with basket tray","szt.",0.0,"EXCEL",null,null,null,25.94]
["201-135","EXCEL SC SIMPLEX ADAPTOR MULTIMODE-AQUA","EXCEL SC SIMPLEX ADAPTOR MULTIMODE-AQUA","szt.",0.0,"EXCEL",null,null,null,1.08]
["550-255","EXCEL SECONDARY FLUSH MOUNT LJU TYPE 3/3A","EXCEL SECONDARY FLUSH MOUNT LJU TYPE 3/3A","szt.",0.0,"EXCEL",null,null,null,2.28]
["100-714-BK","EXCEL SINGLE GANG FLAT F/PLATE BLACK","EXCEL SINGLE GANG FLAT F/PLATE BLACK","szt.",0.0,"EXCEL",null,null,null,0.52]
["100-653","EXCEL Small Riser enclosure 300 x 300","EXCEL Small Riser enclosure 300 x 300","szt.",0.0,"EXCEL",null,null,null,140.56]
["544-29610-WDBN-BK","Excel SR 29U 600W 1000D-Black","Excel SR 29U 600W 1000D-Black","szt.",0.0,"EXCEL",null,null,null,1439.88]
["544-29612-WDBN-GW","Excel SR 29U 600W 1200D-Grey White","Excel SR 29U 600W 1200D-Grey White","szt.",0.0,"EXCEL",null,null,null,1668.34]
["544-29810-WDBR-GW","Excel SR 29U 800W 1000D-Grey White","Excel SR 29U 800W 1000D-Grey White","szt.",0.0,"EXCEL",null,null,null,1519.38]
["544-29812-WDBR-GW","Excel SR 29U 800W 1200D-Grey White","Excel SR 29U 800W 1200D-Grey White","szt.",0.0,"EXCEL",null,null,null,1737.84]
["544-42610-WDBN-BK-FP","Excel SR 42U 600W 1000D-Black-FP","Excel SR 42U 600W 1000D-Black-FP","szt.",0.0,"EXCEL",null,null,null,1703.84]
["544-42612-WDBN-BK","Excel SR 42U 600W 1200D-Black","Excel SR 42U 600W 1200D-Black","szt.",0.0,"EXCEL",null,null,null,1797.38]
["544-42612-WDBN-GW","Excel SR 42U 600W 1200D-Grey White","Excel SR 42U 600W 1200D-Grey White","szt.",0.0,"EXCEL",null,null,null,1797.38]
["ZC-544-42810-WDBG(2)","Excel SR 42U 800W 1000D-BK AVGL-01","Excel SR 42U 800W 1000D-BK AVGL-01","szt.",0.0,"EXCEL",null,null,null,0.0]
["ZC-544-42810-WDBG(5)","Excel SR 42U 800W 1000D-BK DACC-01",null,"szt.",0.0,"EXCEL",null,null,null,0.0]
["544-42812-WDBR-GW","Excel SR 42U 800W 1200D-Grey White","Excel SR 42U 800W 1200D-Grey White","szt.",0.0,"EXCEL",null,null,null,1866.92]
["544-42810-WDBN-BK","Excel SR 42U 8x10 Wave Dbl B-Sides 0-VCM BK","Excel SR 42U 8x10 Wave Dbl B-Sides 0-VCM BK","szt.",0.0,"EXCEL",null,null,null,0.0]
["544-47610-WDBN-BK-FP","Excel SR 47U 600W 1000D-Black-FP","Excel SR 47U 600W 1000D-Black-FP","szt.",0.0,"EXCEL",null,null,null,1756.12]
["544-47612-WDBN-BK-FP","Excel SR 47U 600W 1200D-Black-FP","Excel SR 47U 600W 1200D-Black-FP","szt.",0.0,"EXCEL",null,null,null,2080.16]
["544-47810-WDBR-GW","Excel SR 47U 800W 1000D-Grey White","Excel SR 47U 800W 1000D-Grey White","szt.",0.0,"EXCEL",null,null,null,1688.16]
["544-47810-DDBR-BK-FP","Excel SR 47U 8x10 Dbl Dbl B-Sides R-VCM BK FP","Excel SR 47U 8x10 Dbl Dbl B-Sides R-VCM BK FP","szt.",0.0,"EXCEL",null,null,null,2187.12]
["542-248-BK","EXCEL SR-ER/CR BAYING KIT - BLACK",null,"szt.",0.0,"EXCEL",null,null,null,42.62]
["SVGA-15MM-1M","Excel SVGA 15M/M Extension cable 1.0mtr","Excel SVGA 15M/M Extension cable 1.0mtr","szt.",0.0,"EXCEL",null,null,null,14.04]
["100-291","EXCEL TAMPERPROOF TORX DRIVER T10","EXCEL TAMPERPROOF TORX DRIVER T10","szt.",0.0,"EXCEL",null,null,null,2.22]
["104-122","EXCEL TRACEABLE CAT6 U/UTP  P/LEAD LSOH 2mtr YEL","EXCEL TRACEABLE CAT6 U/UTP  P/LEAD LSOH 2mtr YEL","szt.",0.0,"EXCEL",null,null,null,14.66]
["104-111","EXCEL TRACEABLE CAT6 U/UTP P/LEAD LSOH 10mtr BLU","EXCEL TRACEABLE CAT6 U/UTP P/LEAD LSOH 10mtr BLU","szt.",0.0,"EXCEL",null,null,null,25.36]
["104-125","EXCEL TRACEABLE CAT6 U/UTP P/LEAD LSOH 10mtr YEL","EXCEL TRACEABLE CAT6 U/UTP P/LEAD LSOH 10mtr YEL","szt.",0.0,"EXCEL",null,null,null,25.36]
["104-126","EXCEL TRACEABLE CAT6 U/UTP P/LEAD LSOH 15mtr YEL","EXCEL TRACEABLE CAT6 U/UTP P/LEAD LSOH 15mtr YEL","szt.",0.0,"EXCEL",null,null,null,31.9]
["104-113","EXCEL TRACEABLE CAT6 U/UTP P/LEAD LSOH 20mtr BLU","EXCEL TRACEABLE CAT6 U/UTP P/LEAD LSOH 20mtr BLU","szt.",0.0,"EXCEL",null,null,null,38.4]
["104-127","EXCEL TRACEABLE CAT6 U/UTP P/LEAD LSOH 20mtr YEL","EXCEL TRACEABLE CAT6 U/UTP P/LEAD LSOH 20mtr YEL","szt.",0.0,"EXCEL",null,null,null,38.4]
["104-123","EXCEL TRACEABLE CAT6 U/UTP P/LEAD LSOH 3mtr YEL","EXCEL TRACEABLE CAT6 U/UTP P/LEAD LSOH 3mtr YEL","szt.",0.0,"EXCEL",null,null,null,16.02]
["104-002","EXCEL TRACEABLE CAT6A F/FTP  P/LEAD LSOH 2M GRY","EXCEL TRACEABLE CAT6A F/FTP  P/LEAD LSOH 2M GRY","szt.",0.0,"EXCEL",null,null,null,22.02]
["104-033","EXCEL TRACEABLE CAT6A F/FTP P/LEAD LSOH 10MTR GRN","EXCEL TRACEABLE CAT6A F/FTP P/LEAD LSOH 10MTR GRN","szt.",0.0,"EXCEL",null,null,null,36.66]
["104-041","EXCEL TRACEABLE CAT6A F/FTP P/LEAD LSOH 15mtr BLK","EXCEL TRACEABLE CAT6A F/FTP P/LEAD LSOH 15mtr BLK","szt.",0.0,"EXCEL",null,null,null,48.9]
["104-027","EXCEL TRACEABLE CAT6A F/FTP P/LEAD LSOH 15MTR YEL","EXCEL TRACEABLE CAT6A F/FTP P/LEAD LSOH 15MTR YEL","szt.",0.0,"EXCEL",null,null,null,48.9]
["104-015","EXCEL TRACEABLE CAT6A F/FTP P/LEAD LSOH 1MTR RED","EXCEL TRACEABLE CAT6A F/FTP P/LEAD LSOH 1MTR RED","szt.",0.0,"EXCEL",null,null,null,19.54]
["104-007","EXCEL TRACEABLE CAT6A F/FTP P/LEAD LSOH 20MTR GRY","EXCEL TRACEABLE CAT6A F/FTP P/LEAD LSOH 20MTR GRY","szt.",0.0,"EXCEL",null,null,null,61.1]
["104-003","EXCEL TRACEABLE CAT6A F/FTP P/LEAD LSOH 3M GRY","EXCEL TRACEABLE CAT6A F/FTP P/LEAD LSOH 3M GRY","szt.",0.0,"EXCEL",null,null,null,24.44]
["104-038","EXCEL TRACEABLE CAT6A F/FTP P/LEAD LSOH 3mtr BLK","EXCEL TRACEABLE CAT6A F/FTP P/LEAD LSOH 3mtr BLK","szt.",0.0,"EXCEL",null,null,null,24.44]
["104-032","EXCEL TRACEABLE CAT6A F/FTP P/LEAD LSOH 5MTR GRN","EXCEL TRACEABLE CAT6A F/FTP P/LEAD LSOH 5MTR GRN","szt.",0.0,"EXCEL",null,null,null,29.34]
["104-018","EXCEL TRACEABLE CAT6A F/FTP P/LEAD LSOH 5MTR RED","EXCEL TRACEABLE CAT6A F/FTP P/LEAD LSOH 5MTR RED","szt.",0.0,"EXCEL",null,null,null,29.34]
["USB-2.0-AMAF-1.0M","Excel USB 2.0 A male - A female ext 1m BK","Excel USB 2.0 A male - A female ext 1m BK","szt.",0.0,"EXCEL",null,null,null,3.4]
["USB-3.0-AMAM-2.0M","Excel USB 3.0 A male - A male 2mtr","Excel USB 3.0 A male - A male 2mtr","szt.",0.0,"EXCEL",null,null,null,9.98]
["100-796","EXCEL UTP PSTN VOICE MODULE-EU-LEFT HAND POLARISED","EXCEL UTP PSTN VOICE MODULE-EU-LEFT HAND POLARISED","szt.",0.0,"EXCEL",null,null,null,6.48]
["180-077-PACK20","EXCEL VELCRO CABLE TIE 150MM BLACK PACK OF 20","EXCEL VELCRO CABLE TIE 150MM BLACK PACK OF 20","szt.",0.0,"EXCEL",null,null,null,9.86]
["180-083-PACK20","EXCEL VELCRO CABLE TIE 330MM BLACK PACK OF 20","EXCEL VELCRO CABLE TIE 330MM BLACK PACK OF 20","szt.",0.0,"EXCEL",null,null,null,0.0]
["555-1V-COM16-INT1(5)","EXCEL Ver 12 C13/4 C19 Overall Monitored 16A Com","EXCEL Ver 12 C13/4 C19 Overall Monitored 16A Com","szt.",0.0,"EXCEL",null,null,null,0.0]
["542-942-BK","Excel Vertical Cable Mgmt (2pcs) 42U - Black","Excel Vertical Cable Mgmt (2pcs) 42U - Black","szt.",0.0,"EXCEL",null,null,null,0.0]
["100-048","EXCEL V-PANEL CABLE RINGS 2-PACK","EXCEL V-PANEL CABLE RINGS 2-PACK","szt.",0.0,"EXCEL",null,null,null,6.1]
["100-277","Exl Brush strip for dbl Gang Office plate-pair BK","Exl Brush strip for dbl Gang Office plate-pair BK","szt.",0.0,"EXCEL",null,null,null,3.68]
["100-607","EXL c/management ring 200MMX95MM chrome PK10","EXL c/management ring 200MMX95MM chrome PK10","szt.",0.0,"EXCEL",null,null,null,41.08]
["100-182-WT-24","EXL C6A LOW PROFILE UNSCRD K/S JACK T/LESS-WT PK24","EXL C6A LOW PROFILE UNSCRD K/S JACK T/LESS-WT PK24","szt.",0.0,"EXCEL",null,null,null,99.48]
["100-110","EXL CAT6 FTP IDC JUNCTION BOX","EXL CAT6 FTP IDC JUNCTION BOX","szt.",0.0,"EXCEL",null,null,null,4.32]
["100-199","Exl cat6a U/FTP  cable ice blue 2x500M Dca","Exl cat6a U/FTP  cable ice blue 2x500M Dca","szt.",0.0,"EXCEL",null,null,null,879.8]
["Z-545-4281-2CMX-V(2)","EXL CL 42U 8x10-2CMX VVBM THALES BK",null,"szt.",0.0,"EXCEL",null,null,null,0.0]
["Z-545-4288-2C-VVB(1)","EXL CL 42U 8x8-2C VVBM THALES BK","EXL CL 42U 8x8-2C VVBM THALES BK","szt.",0.0,"EXCEL",null,null,null,0.0]
["Z-545-4288-4C-VVB(5)","EXL CL 42U 8x8-4C VVBM THALES BK",null,"szt.",0.0,"EXCEL",null,null,null,0.0]
["542-106","EXL CR/ER 6U PLASTIC FINER MNGMNT CR/ER BLACK","EXL CR/ER 6U PLASTIC FINER MNGMNT CR/ER BLACK","szt.",0.0,"EXCEL",null,null,null,0.0]
["544-911-BK","EXL ENV SR 47U VERTICAL BRUSH STRIP BAFFLE PR","EXL ENV SR 47U VERTICAL BRUSH STRIP BAFFLE PR","szt.",0.0,"EXCEL",null,null,null,0.0]
["100-819-GE","Exl Offc 25x50 HDMI v1.4 snap-in adptr+lead-GE","Exl Offc 25x50 HDMI v1.4 snap-in adptr+lead-GE","szt.",0.0,"EXCEL",null,null,null,8.64]
["200-555","EXL OM3 2M SC PIGTAIL 50/125","EXCEL OM3 2M SC PIGTAIL 50/125","szt.",0.0,"EXCEL",null,null,null,2.42]
["555-1V-COM16-INT1(4)","EXL Ver 12 C13/4 C19 Overall Monitored 16A Com","EXL Ver 12 C13/4 C19 Overall Monitored 16A Com","szt.",0.0,"EXCEL",null,null,null,0.0]
["555-1V-COM16-INT3-12","EXL Ver 12C13/ 4C19 Ind mon/switched 16A Commando","EXL Ver 12C13/ 4C19 Ind mon/switched 16A Commando","szt.",0.0,"EXCEL",null,null,null,0.0]
["555-1V-COM16-INT1(6)","EXL Ver 16 UK 13 Amp Overall monitored 16A Com","EXL Ver 16 UK 13 Amp Overall monitored 16A Com","szt.",0.0,"EXCEL",null,null,null,0.0]
["555-1V-COM32-INT3(2)","EXL Ver 20 Schuko Ind mon/switched 32A COMMANDO","EXL Ver 20 Schuko Ind mon/switched 32A COMMANDO","szt.",0.0,"EXCEL",null,null,null,0.0]
["555-1V-COM32-INT3(5)","EXL Ver 20 Schuko Ind mon/switched 32A COMMANDO",null,"szt.",0.0,"EXCEL",null,null,null,0.0]
["200-122","EXTERNAL JOINT WITH 1 TRAY FOR 24 SPLICES","EXTERNAL JOINT WITH 1 TRAY FOR 24 SPLICES","szt.",0.0,"EXCEL",null,null,null,211.9]
["LS8-LC8-04C-AQ","FBR,ADPTR PLT,LS8,8F,LC,FLT,AQA ADPTR,GRY HSG,POLC","FBR,ADPTR PLT,LS8,8F,LC,FLT,AQA ADPTR,GRY HSG,POLC","szt.",0.0,"SIEMON",null,null,null,61.86]
["RIC-F-LC12-01C","FBR,ADPTR PLT,RIC,12F,LC,FLT,BGE ADPTR,BLK HSG,CER","FBR,ADPTR PLT,RIC,12F,LC,FLT,BGE ADPTR,BLK HSG,CER SLV","szt.",0.0,"SIEMON",null,null,null,61.5]
["RIC-F-LCU12-01C","FBR,ADPTR PLT,RIC,12F,LCU,FLT,BLU ADPTR,BLK HSG,CE","FBR,ADPTR PLT,RIC,12F,LCU,FLT,BLU ADPTR,BLK HSG,CER SLV","szt.",0.0,"SIEMON",null,null,null,78.84]
["RIC-F-LCQ24-01C","FBR,ADPTR PLT,RIC,24F,LC,FLT,AQA ADPTR,BLK HSG,CER","FBR,ADPTR PLT,RIC,24F,LC,FLT,AQA ADPTR,BLK HSG,CER SLV","szt.",0.0,"SIEMON",null,null,null,123.04]
["RIC-F-BLNK-01","FBR,ADPTR PLT,RIC,FLT,BLK HSG,BLANK","FBR,ADPTR PLT,RIC,FLT,BLK HSG,BLANK","szt.",0.0,"SIEMON",null,null,null,3.1]
["FA4-LCLC-16C","FBR,ADPTR,4F,LC,EV ADPTR,CER SLV","FBR,ADPTR,4F,LC,EV ADPTR,CER SLV","szt.",0.0,"SIEMON",null,null,null,10.68]
["FCP3D-LC24-OM3B","FBR,ENCL,FCP,RACK MNT,1U,SLD,LC,(24)1M OM3 PGTL,BL","FBR,ENCL,FCP,RACK MNT,1U,SLD,LC,(24)1M OM3 PGTL,BLK,CRIMP SPLC","szt.",0.0,"SIEMON",null,null,null,456.66]
["LS8-4U-01","FBR,ENCL,LS8,RACK MNT,4U,SLD,48OPENS,BLK","FBR,ENCL,LS8,RACK MNT,4U,SLD,48OPENS,BLK","szt.",0.0,"SIEMON",null,null,null,1310.28]
["RIC3-36-01","FBR,ENCL,RIC,RACK MNT,2U,SLD,6OPENS,BLK","FBR,ENCL,RIC,RACK MNT,2U,SLD,6OPENS,BLK","szt.",0.0,"SIEMON",null,null,null,331.9]
["SWIC3-M-01","FBR,ENCL,SWIC,WALL MNT,FIX,2OPENS,BLK","FBR,ENCL,SWIC,WALL MNT,FIX,2OPENS,BLK","szt.",0.0,"SIEMON",null,null,null,81.08]
["M-SMTP-LCSM48NS","FBR,MAPIT,G2 SMART,ENCL,1U,SM,48F,BLU,LC,MTP,OS2,B","FBR,MAPIT,G2 SMART,ENCL,1U,SM,48F,BLU,LC,MTP,OS2,BLK","szt.",0.0,"SIEMON",null,null,null,2144.2]
["MX-F-SC-01","FBR,MODULE,MAX,2F,SC,FLT,BLK ADPTR,BLK HSG,PHOS BR","FBR,MODULE,MAX,2F,SC,FLT,BLK ADPTR,BLK HSG,PHOS BRNZ SLV","szt.",0.0,"SIEMON",null,null,null,13.22]
["XLCQ-MM","FBR,RUGGED,BULKHD ADPTR,LC,DPLX,MM,AQA","FBR,RUGGED,BULKHD ADPTR,LC,DPLX,MM,AQA","szt.",0.0,"SIEMON",null,null,null,47.14]
["XPLC2-MM-AQ","FBR,RUGGED,CONNECTOR,LC,DPLX,MM,AQA","FBR,RUGGED,CONNECTOR,LC,DPLX,MM,AQA","szt.",0.0,"SIEMON",null,null,null,67.52]
["XG2P-CAP","FBR,RUGGED,DUST CAP,W/ NYLON TETHER","FBR,RUGGED,DUST CAP,W/ NYLON TETHER","szt.",0.0,"SIEMON",null,null,null,10.94]
["200-302","FC SM CERAMIC FERRULE SIMPLEX CONNECTOR","FC SM CERAMIC FERRULE SIMPLEX CONNECTOR","szt.",0.0,"EXCEL",null,null,null,1.72]
[5000001.0,"Fiber optic cleaning wipes  box 280","Fiber optic cleaning wipes  box 280","box",27.6,"Cobi FO osprzęt",null,null,null,0.0]
["200-921","FIBRE OPTIC DISPOSAL BIN 645ML","FIBRE OPTIC DISPOSAL BIN 645ML","szt.",0.0,"EXCEL",null,null,null,0.0]
["202-092","FIBRE SCRIBE WITH SAPPHIRE TIP","FIBRE SCRIBE WITH SAPPHIRE TIP","szt.",0.0,"EXCEL",null,null,null,0.0]
["F291","Filtr 291x291","Filtr 291x291","szt.",116.88,"TECNOSTEEL",null,null,null,0.0]
["5065 210/APC/BF","FO Adapter SM SC/APC simplex bezflangowy","FO Adapter SM SC/APC simplex bezflangowy","szt.",3.45,"Cobi FO osprzęt",null,null,null,0.0]
["7061 516/OM4","FO uniwersalny 16G OM4 50/125 LSOH","Światłowodowy kabel uniwersalny, jednotubowy CobiNet, MM 50/125, 16 włóknowy, LSOH OM4","szt.",0.0,"Cobi FO kable",null,null,null,0.0]
[7061616.0,"FO uniwersalny 16G,  62,5/125  LSOH","Światłowodowy kabel uniwersalny, jednotubowy CobiNet, MM 62,5/125, 16-włóknowy, LSOH","m",0.0,"Cobi FO kable",null,null,null,0.0]
["7661 904/FC-FC","FO zak. FC-FC uniwersalny 4J 9/125 LSOH","Kabel światłowodowy fabrycznie zakończony FC-FC uniwersalny 4J 9/125 LSOH","szt.",0.0,"Cobi pre-terminated",null,null,null,0.0]
["7661 524/SC/OM3","FO zak. jedn. SC uniwersalny 24G OM3 50/125 LSOH","Kabel światłowodowy fabrycznie zakończony jednostronnie SC uniwersalny 24G OM3 50/125 LSOH","szt.",0.0,"Cobi pre-terminated",null,null,null,0.0]
["7661 912/LC-LC","FO zak. LC-LC uniwersalny 12J 9/125 LSOH","Kabel światłowodowy fabrycznie zakończony LC-LC uniwersalny 12J 9/125 LSOH","szt.",0.0,"Cobi pre-terminated",null,null,null,0.0]
["7661 520/LC-LC/OM3","FO zak. LC-LC uniwersalny 20G OM3 50/125 LSOH","Kabel światłowodowy fabrycznie zakończony LC-LC uniwersalny 20G OM3 50/125 LSOH","szt.",0.0,"Cobi pre-terminated",null,null,null,0.0]
["7661 936/LC-LC","FO zak. LC-LC uniwersalny 36J 9/125 LSOH","Kabel światłowodowy fabrycznie zakończony LC-LC uniwersalny 36J 9/125 LSOH","szt.",0.0,"Cobi pre-terminated",null,null,null,0.0]
["7661 904/LC-LC","FO zak. LC-LC uniwersalny 4J 9/125 LSOH","Kabel światłowodowy fabrycznie zakończony LC-LC uniwersalny 4J 9/125 LSOH","szt.",0.0,"Cobi pre-terminated",null,null,null,0.0]
["7661 908/LC-LC","FO zak. LC-LC uniwersalny 8J 9/125 LSOH","Kabel światłowodowy fabrycznie zakończony LC-LC uniwersalny 8J 9/125 LSOH","szt.",0.0,"Cobi pre-terminated",null,null,null,0.0]
["7666 912/LC-LC","FO zak. LC-LC zewnętrzny 12J 9/125 PE","Kabel światłowodowy fabrycznie zakończony LC-LC zewnętrzny 12J 9/125 PE","szt.",0.0,"Cobi pre-terminated",null,null,null,0.0]
["7666 506/LC-LC","FO zak. LC-LC zewnętrzny 6G 50/125 PE","Kabel światłowodowy fabrycznie zakończony LC-LC zewnętrzny 6G OM2 50/125 PE","szt.",0.0,"Cobi pre-terminated",null,null,null,0.0]
["7661 512/MTRJ-MTRJ","FO zak. MTRJ-MTRJ uniwersalny 12G OM2 50/125 LSOH","Kabel światłowodowy fabrycznie zakończony MTRJ-MTRJ uniwersalny 12G OM2 50/125 LSOH","szt.",0.0,"Cobi pre-terminated",null,null,null,0.0]
["7661 508/SC/OM3","FO zak. SC uniwersalny 8G OM3 50/125 LSOH","Kabel światłowodowy fabrycznie zakończony SC uniwersalny 8G OM3 50/125 LSOH","szt.",0.0,"Cobi pre-terminated",null,null,null,0.0]
["7661 912/SC(A)-SC(A)","FO zak. SC/APC-SC/APC uniwersalny 12J 9/125 LSOH","Kabel światłowodowy fabrycznie zakończony SC/APC-SC/APC uniwersalny 12J 9/125 LSOH","szt.",0.0,"Cobi pre-terminated",null,null,null,0.0]
["7661 512/SC-LC/OM4","FO zak. SC-LC uniwersalny 12G OM4 50/125 LSOH","Kabel światłowodowy fabrycznie zakończony SC-LC uniwersalny 12G OM4 50/125 LSOH","szt.",0.0,"Cobi pre-terminated",null,null,null,0.0]
["7661 904/SC-LC","FO zak. SC-LC uniwersalny 4J 9/125 LSOH","Kabel światłowodowy fabrycznie zakończony SC-LC uniwersalny 4J 9/125 LSOH","szt.",0.0,"Cobi pre-terminated",null,null,null,0.0]
["7661 506/SC-LC","FO zak. SC-LC uniwersalny 6G OM2 50/125 LSOH","Kabel światłowodowy fabrycznie zakończony SC-LC uniwersalny 6G OM2 50/125 LSOH","szt.",0.0,"Cobi pre-terminated",null,null,null,0.0]
["7661 512/SC-SC","FO zak. SC-SC uniwersalny 12G OM2 50/125 LSOH","Kabel światłowodowy fabrycznie zakończony SC-SC uniwersalny 12G OM2 50/125 LSOH","szt.",0.0,"Cobi pre-terminated",null,null,null,0.0]
["7661 624/SC-SC","FO zak. SC-SC uniwersalny 24G 62,5/125 LSOH","Kabel światłowodowy fabrycznie zakończony SC-SC uniwersalny 24G 62,5/125 LSOH","szt.",0.0,"Cobi pre-terminated",null,null,null,0.0]
["7661 504/SC-SC","FO zak. SC-SC uniwersalny 4G OM2 50/125 LSOH","Kabel światłowodowy fabrycznie zakończony SC-SC uniwersalny 4G OM2 50/125 LSOH","szt.",0.0,"Cobi pre-terminated",null,null,null,0.0]
["7661 906/SC-SC","FO zak. SC-SC uniwersalny 6J 9/125 LSOH","Kabel światłowodowy fabrycznie zakończony SC-SC uniwersalny 6J 9/125 LSOH","szt.",0.0,"Cobi pre-terminated",null,null,null,0.0]
["7666 916/SC-SC","FO zak. SC-SC zewnętrzny 16J 9/125 PE","Kabel światłowodowy fabrycznie zakończony SC-SC zewnętrzny 16J 9/125 PE","szt.",0.0,"Cobi pre-terminated",null,null,null,0.0]
["7666 904/SC-SC","FO zak. SC-SC zewnętrzny 4J 9/125 PE","Kabel światłowodowy fabrycznie zakończony SC-SC zewnętrzny 4J 9/125 PE","szt.",0.0,"Cobi pre-terminated",null,null,null,0.0]
["7661 504/ST-LC","FO zak. ST-LC uniwersalny 4G OM2 50/125 LSOH","Kabel światłowodowy fabrycznie zakończony ST-LC uniwersalny 4G OM2 50/125 LSOH","szt.",0.0,"Cobi pre-terminated",null,null,null,0.0]
["7661 508/ST-ST","FO zak. ST-ST uniwersalny 8G 50/125 LSOH","Kabel światłowodowy fabrycznie zakończony ST-ST uniwersalny 8G 50/125 LSOH","szt.",0.0,"Cobi pre-terminated",null,null,null,0.0]
["7661 XXX","FO zak. uniwersalny LSOH","Kabel światłowodowy fabrycznie zakończony, uniwersalny LSOH","szt.",0.0,"Cobi pre-terminated",null,null,null,0.0]
[7066916.0,"FO zewnętrzny 16J 9/125 PE","Światłowodowy kabel zewnętrzny, jednotubowy CobiNet, SM 9/125, 16-włóknowy, PE","m",0.0,"Cobi FO kable",null,null,null,0.0]
[7066996.0,"FO zewnętrzny 96G 50/125 PE","Światłowodowy kabel zewnętrzny, jednotubowy CobiNet, SM 9/125, 96 włóknowy, PE","m",0.0,"Cobi FO kable",null,null,null,0.0]
["MX-45-01-02L","FPLT ADPTR,45MMX45MM,1 OPEN,MX,WHT","FPLT ADPTR,45MMX45MM,1 OPEN,MX,WHT","szt.",0.0,"SIEMON",null,null,null,1.6]
["MX-45-01-02LBL","FPLT ADPTR,45MMX45MM,1 OPEN,MX,WHT,LBL HLDR","FPLT ADPTR,45MMX45MM,1 OPEN,MX,WHT,LBL HLDR","szt.",0.0,"SIEMON",null,null,null,1.52]
["MX-45-02-02LBL","FPLT ADPTR,45MMX45MM,2 OPENS,MX,WHT,LBL HLDR","FPLT ADPTR,45MMX45MM,2 OPENS,MX,WHT,LBL HLDR","szt.",0.0,"SIEMON",null,null,null,1.52]
["FY-MXZ2-02","FPLT ADPTR,BRTSH,6C FLEXYOKE,1 OPEN,MX,WHT,BULK","FPLT ADPTR,BRTSH,6C FLEXYOKE,1 OPEN,MX,WHT,BULK","szt.",0.0,"SIEMON",null,null,null,0.74]
["MX-BFP-S-03-02","FPLT,BRTSH,SNGL GNG,3 OPENS,MX,WHT","FPLT,BRTSH,SNGL GNG,3 OPENS,MX,WHT","szt.",0.0,"SIEMON",null,null,null,2.04]
["MX-BFP-S-04-02","FPLT,BRTSH,SNGL GNG,4 OPENS,MX,WHT","FPLT,BRTSH,SNGL GNG,4 OPENS,MX,WHT","szt.",0.0,"SIEMON",null,null,null,2.04]
["S110DB1-300RFT","FTERM KIT,CPR,S110,RACK MNT,300PR,FEMALE,NO LEG,NO","FTERM KIT,CPR,S110,RACK MNT,300PR,FEMALE,NO LEG,NO CVR,BLK/LBL/HLD","szt.",0.0,"SIEMON",null,null,null,176.18]
["S210AB2-64FT","FTERM KIT,CPR,S210,WALL MNT,64PR,LEG,NO CVR,BLK/LB","FTERM KIT,CPR,S210,WALL MNT,64PR,LEG,NO CVR,BLK/LBL/HLD","szt.",0.0,"SIEMON",null,null,null,65.2]
["L-FP-10-RD/WT","FULL PANEL LABEL - UP TO 10MM - RED LABEL/WHT TEXT","FULL PANEL LABEL - UP TO 10MM - RED LABEL/WHT TEXT","szt.",0.0,"EXCEL",null,null,null,0.0]
["WBGFD12-BK","GLASS FRONT DOOR FOR 12U W/BOX BLACK","GLASS FRONT DOOR FOR 12U W/BOX BLACK","szt.",0.0,"EXCEL",null,null,null,33.04]
["WBGFD18","GLASS FRONT DOOR FOR 18U W/BOX GREY","GLASS FRONT DOOR FOR 18U W/BOX GREY","szt.",0.0,"EXCEL",null,null,null,33.04]
["WBGFD6","GLASS FRONT DOOR FOR 6U W/BOX GREY","GLASS FRONT DOOR FOR 6U W/BOX GREY","szt.",0.0,"EXCEL",null,null,null,25.7]
["T23-8005","Głowica kablowa EVS 80, 50-parowa, rozłączna","Głowica kablowa EVS 80, 50-parowa, rozłączna","szt.",0.0,"Cobi LSA telekomunikacja",null,null,null,0.0]
["WB302","Gniazdo bananowe","Gniazdo bananowe","szt.",4.0,"Cobi LSA telekomunikacja",null,null,null,0.0]
["SAN-SE3","Gniazdo elektryczne 45x135 mm, 3x2P+Z, białe","Gniazdo elektryczne 230V 16A Mosaic 45x135 mm, 3P+Z, białe","szt.",44.3,"Cobi 45x45",null,null,null,0.0]
[6.8143439E8,"Gniazdo Euro poj. czerw. 20o mod.45 bez klucza","Gniazdo Euro poj. czerw. 20o mod.45 bez klucza","szt.",16.63,"Puszki podłogowe i koryta",null,null,null,0.0]
[6.9320011E7,"Gniazdo przyłącz. 2xRJ45 kat. 5e STP, bok","Gniazdo przyłączeniowe kat. 5e STP 2xRJ45 50x50 z ramką 80x80, białe, boczne doprowadzenie kabla","szt.",26.22,"Cobi Cu okablowanie",null,null,null,0.0]
[6.9321311E7,"Gniazdo przyłącz. 2xRJ45 kat. 6 UTP, bok","Gniazdo przyłączeniowe kat. 6 UTP 2xRJ45 50x50 z ramką 80x80, białe, boczne doprowadzenie kabla","szt.",26.89,"Cobi Cu okablowanie",null,null,null,0.0]
[5041186.0,"Gniazdo światłowodowe multisystemowe","Gniazdo światłowodowe multisystemowe (ST, SC, duplex SC, FC, DIN, E2000, MTRJ) RAL 9010","szt.",44.37,"Cobi FO osprzęt",null,null,null,0.0]
["T12-1530-01","Gniezdnik do łączówek LSA 2/10, gł. 30mm, 1 mod.","Gniezdnik do łączówek LSA 2/10, gł. 30mm, 1 moduł ","szt.",0.0,"Cobi LSA telekomunikacja",null,null,null,0.0]
[8010124.0,"Grzebień do wiązek kablowych","Grzebień do wiązek kablowych","szt.",0.0,"Inne - okazjonalne",null,null,null,0.0]
["HAC-HF3231EP","HAC-HF3231EP","KAMERA","szt.",0.0,"CCTV",null,null,null,0.0]
["HAC-HFW1200TL-0360B","HAC-HFW1200TL-0360B","HAC-HFW1200TL-0360B","szt.",0.0,"CCTV",null,null,null,0.0]
["HCVR5104HS-S3","HCVR5104HS-S3 REJESTRATOR","HCVR5104HS-S3 REJESTRATOR","szt.",0.0,"CCTV",null,null,null,0.0]
["AR-40-106","HDBaseT Wall Plate PoC SVGA  HDMI  3.5mm DG","HDBaseT Wall Plate PoC SVGA  HDMI  3.5mm DG","szt.",0.0,"EXCEL",null,null,null,0.0]
["AR-40-101","HDMI Extender 4K 50m 1080p 80m 5v PoC IR Loop out","HDMI Extender 4K 50m 1080p 80m 5v PoC IR Loop out","szt.",0.0,"EXCEL",null,null,null,91.1]
["HDMI-EX-120-4K","HDMI-EX-120-4K","HDMI-EX-120-4K","szt.",0.0,"CCTV",null,null,null,0.0]
["AR-40-108","HDR HDMI Splitter 4K 60Hz 1in 2out","HDR HDMI Splitter 4K 60Hz 1in 2out","szt.",0.0,"EXCEL",null,null,null,47.24]
["CN-M6-50","HDWR,CAGE NUT,M6,BAG OF 50","HDWR,CAGE NUT,M6,BAG OF 50","szt.",0.0,"SIEMON",null,null,null,51.12]
["RS-CH","HIGH CAPACITY 1/4-TURN CABLE MGRS. FOR RS-07 RACKS","HIGH CAPACITY 1/4-TURN CABLE MGRS. FOR RS-07 RACKS,BLACK","szt.",0.0,"SIEMON",null,null,null,4.68]
["Q4S10F-V10.0M13","HS,10/40G,AOC,QSFP+/4SFP+,10M,LS0H-OFNR,AQA","HS,10/40G,AOC,QSFP+/4SFP+,10M,LS0H-OFNR,AQA","szt.",0.0,"SIEMON",null,null,null,686.12]
["Q4S10F-V02.0M13","HS,10/40G,AOC,QSFP+/4SFP+,2M,LS0H-OFNR,AQA","HS,10/40G,AOC,QSFP+/4SFP+,2M,LS0H-OFNR,AQA","szt.",0.0,"SIEMON",null,null,null,658.8]
["Q1Q28F-V01.5M13","HS,100G,AOC,QSFP28,1.5M,LS0H-OFNR,AQA","HS,100G,AOC,QSFP28,1.5M,LS0H-OFNR,AQA","szt.",0.0,"SIEMON",null,null,null,976.26]
["Q1Q28F-V15.0M13","HS,100G,AOC,QSFP28,15M,LS0H-OFNR,AQA","HS,100G,AOC,QSFP28,15M,LS0H-OFNR,AQA","szt.",0.0,"SIEMON",null,null,null,1037.72]
["Q1Q28F-V30.0M13","HS,100G,AOC,QSFP28,30M,LS0H-OFNR,AQA","HS,100G,AOC,QSFP28,30M,LS0H-OFNR,AQA","szt.",0.0,"SIEMON",null,null,null,1105.98]
["S1S10F-V00.5M13","HS,10G,AOC,SFP+,0.5M,LS0H-OFNR,AQA","HS,10G,AOC,SFP+,0.5M,LS0H-OFNR,AQA","szt.",0.0,"SIEMON",null,null,null,165.24]
["S1S10F-V01.0M13","HS,10G,AOC,SFP+,1M,LS0H-OFNR,AQA","HS,10G,AOC,SFP+,1M,LS0H-OFNR,AQA","szt.",0.0,"SIEMON",null,null,null,166.6]
["S1S10F-V30.0M13","HS,10G,AOC,SFP+,30M,LS0H-OFNR,AQA","HS,10G,AOC,SFP+,30M,LS0H-OFNR,AQA","szt.",0.0,"SIEMON",null,null,null,243.04]
["Q4S28F-V00.5M13","HS,25/100G,AOC,QSFP28/4SFP28,0.5M,LS0H-OFNR,AQA","HS,25/100G,AOC,QSFP28/4SFP28,0.5M,LS0H-OFNR,AQA","szt.",0.0,"SIEMON",null,null,null,1811.44]
["Q4S28F-V10.0M13","HS,25/100G,AOC,QSFP28/4SFP28,10M,LS0H-OFNR,AQA","HS,25/100G,AOC,QSFP28/4SFP28,10M,LS0H-OFNR,AQA","szt.",0.0,"SIEMON",null,null,null,1869.1]
["Q4S28F-V01.0M13","HS,25/100G,AOC,QSFP28/4SFP28,1M,LS0H-OFNR,AQA","HS,25/100G,AOC,QSFP28/4SFP28,1M,LS0H-OFNR,AQA","szt.",0.0,"SIEMON",null,null,null,1814.48]
["Q4S28F-V03.0M13","HS,25/100G,AOC,QSFP28/4SFP28,3M,LS0H-OFNR,AQA","HS,25/100G,AOC,QSFP28/4SFP28,3M,LS0H-OFNR,AQA","szt.",0.0,"SIEMON",null,null,null,1826.62]
["S1S28F-V01.5M13","HS,25G,AOC,SFP28,1.5M,LS0H-OFNR,AQA","HS,25G,AOC,SFP28,1.5M,LS0H-OFNR,AQA","szt.",0.0,"SIEMON",null,null,null,430.1]
["S1S28F-V02.0M13","HS,25G,AOC,SFP28,2M,LS0H-OFNR,AQA","HS,25G,AOC,SFP28,2M,LS0H-OFNR,AQA","szt.",0.0,"SIEMON",null,null,null,432.38]
["S1S28F-V40.0M13","HS,25G,AOC,SFP28,40M,LS0H-OFNR,AQA","HS,25G,AOC,SFP28,40M,LS0H-OFNR,AQA","szt.",0.0,"SIEMON",null,null,null,605.34]
["Q1Q10F-V10.0M13","HS,40G,AOC,QSFP+,10M,LS0H-OFNR,AQA","HS,40G,AOC,QSFP+,10M,LS0H-OFNR,AQA","szt.",0.0,"SIEMON",null,null,null,403.94]
["Q1Q10F-V25.0M13","HS,40G,AOC,QSFP+,25M,LS0H-OFNR,AQA","HS,40G,AOC,QSFP+,25M,LS0H-OFNR,AQA","szt.",0.0,"SIEMON",null,null,null,455.14]
["Q1Q10F-V50.0M13","HS,40G,AOC,QSFP+,50M,LS0H-OFNR,AQA","HS,40G,AOC,QSFP+,50M,LS0H-OFNR,AQA","szt.",0.0,"SIEMON",null,null,null,540.48]
["200-123","IN-LINE EXTERNAL JOINT WITH 1 TRAY FOR 24","IN-LINE EXTERNAL JOINT WITH 1 TRAY FOR 24","szt.",0.0,"EXCEL",null,null,null,0.0]
["C30-0126","IP66 puszka natynkowa jednoelementowa","Puszka natynkowa jednoelementowa IP66","szt.",20.72,"Cobi Cu okablowanie",null,null,null,0.0]
["IPC-B1B40-0280B-EZ-I","IPC-B1B40-0280B - EZ-IP","IPC-B1B40-0280B - EZ-IP","szt.",0.0,"CCTV",null,null,null,0.0]
["IPC-HDBW4431EP-ASE","IPC-HDBW4431EP-ASE-0280B","REJESTRATOR","szt.",0.0,"CCTV",null,null,null,0.0]
["IPC-HDW1320S-0360B","IPC-HDW1320S-0360B KAMERA","IPC-HDW1320S-0360B KAMERA","szt.",0.0,"CCTV",null,null,null,0.0]
["IPC-HDW1320SP-0280B","IPC-HDW1320SP-0280B Kamera","IPC-HDW1320SP-0280B Kamera","szt.",0.0,"CCTV",null,null,null,0.0]
["IPC-HFW1235SP-W-0280","IPC-HFW1235SP-W-0280B","IPC-HFW1235SP-W-0280B","szt.",0.0,"CCTV",null,null,null,0.0]
["IPC-HFW2431T-ZS-2713","IPC-HFW2431T-ZS-27135","IPC-HFW2431T-ZS-27135","szt.",0.0,"CCTV",null,null,null,0.0]
["IPC-HFW5431EP-Z","IPC-HFW5431EP-Z KAMERA","IPC-HFW5431EP-Z KAMERA","szt.",0.0,"CCTV",null,null,null,0.0]
["IPC-HFW5831E-ZE-2712","IPC-HFW5831E-ZE-2712","IPC-HFW5831E-ZE-2712","szt.",0.0,"CCTV",null,null,null,0.0]
["FBP-LCALCAL-03H","JMP,BP,DPLX,XGLO,LCABP,LCABP,RFP,OS1/2,YEL,LSOH3C,","JMP,BP,DPLX,XGLO,LCABP,LCABP,RFP,OS1/2,YEL,LSOH3C,3M","szt.",0.0,"SIEMON",null,null,null,70.3]
["FBP-LCALCUL-05H","JMP,BP,DPLX,XGLO,LCABP,LCUBP,RFP,OS1/2,YEL,LSOH3C,","JMP,BP,DPLX,XGLO,LCABP,LCUBP,RFP,OS1/2,YEL,LSOH3C,5M","szt.",0.0,"SIEMON",null,null,null,72.84]
["FBP-LCLC5L-03AH","JMP,BP,DPLX,XGLO,LCBP,LCBP,RFP,OM3,AQA,LSOH3C,3M","JMP,BP,DPLX,XGLO,LCBP,LCBP,RFP,OM3,AQA,LSOH3C,3M","szt.",0.0,"SIEMON",null,null,null,41.08]
["FBPLCLC5V0.5AHB","JMP,BP,DPLX,XGLO,LCBP,LCBP,RFP,OM4,AQA,LSOH3C,0.5M","JMP,BP,DPLX,XGLO,LCBP,LCBP,RFP,OM4,AQA,LSOH3C,0.5M,BULK","szt.",0.0,"SIEMON",null,null,null,39.56]
["FBPLCLC5V03AHB","JMP,BP,DPLX,XGLO,LCBP,LCBP,RFP,OM4,AQA,LSOH3C,3M,B","JMP,BP,DPLX,XGLO,LCBP,LCBP,RFP,OM4,AQA,LSOH3C,3M,BULK","szt.",0.0,"SIEMON",null,null,null,45.54]
["FBP-LCLC5V-02EH","JMP,BP,DPLX,XGLO,LCBP,LCBP,RFP,OM4,EV,LSOH3C,2M","JMP,BP,DPLX,XGLO,LCBP,LCBP,RFP,OM4,EV,LSOH3C,2M","szt.",0.0,"SIEMON",null,null,null,45.42]
["FBPLCLC5V05EHB","JMP,BP,DPLX,XGLO,LCBP,LCBP,RFP,OM4,EV,LSOH3C,5M,BU","JMP,BP,DPLX,XGLO,LCBP,LCBP,RFP,OM4,EV,LSOH3C,5M,BULK","szt.",0.0,"SIEMON",null,null,null,50.32]
["FBP-LCULCUL-01H","JMP,BP,DPLX,XGLO,LCUBP,LCUBP,RFP,OS1/2,YEL,LSOH3C,","JMP,BP,DPLX,XGLO,LCUBP,LCUBP,RFP,OS1/2,YEL,LSOH3C,1M","szt.",0.0,"SIEMON",null,null,null,45.04]
["FBPLCULCUL01HB","JMP,BP,DPLX,XGLO,LCUBP,LCUBP,RFP,OS1/2,YEL,LSOH3C,","JMP,BP,DPLX,XGLO,LCUBP,LCUBP,RFP,OS1/2,YEL,LSOH3C,1M,BULK","szt.",0.0,"SIEMON",null,null,null,42.78]
["FBP-LCULCUL-05H","JMP,BP,DPLX,XGLO,LCUBP,LCUBP,RFP,OS1/2,YEL,LSOH3C,","JMP,BP,DPLX,XGLO,LCUBP,LCUBP,RFP,OS1/2,YEL,LSOH3C,5M","szt.",0.0,"SIEMON",null,null,null,50.14]
["J2-LCLC5V-03AH","JMP,DPLX,VALU,LC,LC,OM4,AQA,LSOH-1,3M","JMP,DPLX,VALU,LC,LC,OM4,AQA,LSOH-1,3M","szt.",0.0,"SIEMON",null,null,null,27.04]
["J2-LCULCUL-01H","JMP,DPLX,VALU,LCU,LCU,OS1/2,YEL,LSOH-1,1M","JMP,DPLX,VALU,LCU,LCU,OS1/2,YEL,LSOH-1,1M","szt.",0.0,"SIEMON",null,null,null,24.44]
["FJ2-LCLC5L-01QH","JMP,DPLX,XGLO,LC,LC,OM3,AQA,LSOH3C,1M,AQA CONN","JMP,DPLX,XGLO,LC,LC,OM3,AQA,LSOH3C,1M,AQA CONN","szt.",0.0,"SIEMON",null,null,null,31.7]
["FJ2-LCLC5L-03AH","JMP,DPLX,XGLO,LC,LC,OM3,AQA,LSOH3C,3M","JMP,DPLX,XGLO,LC,LC,OM3,AQA,LSOH3C,3M","szt.",0.0,"SIEMON",null,null,null,34.92]
["FJ2-LCLC5L-05AH","JMP,DPLX,XGLO,LC,LC,OM3,AQA,LSOH3C,5M","JMP,DPLX,XGLO,LC,LC,OM3,AQA,LSOH3C,5M","szt.",0.0,"SIEMON",null,null,null,38.12]
["FJ2-LCLC5V-01AH","JMP,DPLX,XGLO,LC,LC,OM4,AQA,LSOH3C,1M","JMP,DPLX,XGLO,LC,LC,OM4,AQA,LSOH3C,1M","szt.",0.0,"SIEMON",null,null,null,36.46]
["FJ2-LCLC5V-03AH","JMP,DPLX,XGLO,LC,LC,OM4,AQA,LSOH3C,3M","JMP,DPLX,XGLO,LC,LC,OM4,AQA,LSOH3C,3M","szt.",0.0,"SIEMON",null,null,null,40.74]
["FJ2-LCLC5V-05QH","JMP,DPLX,XGLO,LC,LC,OM4,AQA,LSOH3C,5M,AQA CONN","JMP,DPLX,XGLO,LC,LC,OM4,AQA,LSOH3C,5M,AQA CONN","szt.",0.0,"SIEMON",null,null,null,45.04]
["FJ2-LCLC5V-02EH","JMP,DPLX,XGLO,LC,LC,OM4,EV,LSOH3C,2M","JMP,DPLX,XGLO,LC,LC,OM4,EV,LSOH3C,2M","szt.",0.0,"SIEMON",null,null,null,38.6]
["FJ2-LCSC5L-01QH","JMP,DPLX,XGLO,LC,SC,OM3,AQA,LSOH3C,1M,AQA CONN","JMP,DPLX,XGLO,LC,SC,OM3,AQA,LSOH3C,1M,AQA CONN","szt.",0.0,"SIEMON",null,null,null,27.74]
["FJ2LCSC5L01QHB","JMP,DPLX,XGLO,LC,SC,OM3,AQA,LSOH3C,1M,BULK,AQA CON","JMP,DPLX,XGLO,LC,SC,OM3,AQA,LSOH3C,1M,BULK,AQA CONN","szt.",0.0,"SIEMON",null,null,null,26.34]
["FJ2LCSC5L03AHB","JMP,DPLX,XGLO,LC,SC,OM3,AQA,LSOH3C,3M,BULK","JMP,DPLX,XGLO,LC,SC,OM3,AQA,LSOH3C,3M,BULK","szt.",0.0,"SIEMON",null,null,null,29.4]
["FJ2-LCSC5V-01AH","JMP,DPLX,XGLO,LC,SC,OM4,AQA,LSOH3C,1M","JMP,DPLX,XGLO,LC,SC,OM4,AQA,LSOH3C,1M","szt.",0.0,"SIEMON",null,null,null,31.92]
["FJ2-LCSC5V-03AH","JMP,DPLX,XGLO,LC,SC,OM4,AQA,LSOH3C,3M","JMP,DPLX,XGLO,LC,SC,OM4,AQA,LSOH3C,3M","szt.",0.0,"SIEMON",null,null,null,36.2]
["FJ2-LCSC5V-01EH","JMP,DPLX,XGLO,LC,SC,OM4,EV,LSOH3C,1M","JMP,DPLX,XGLO,LC,SC,OM4,EV,LSOH3C,1M","szt.",0.0,"SIEMON",null,null,null,31.92]
["FJ2-LCSC5V-05EH","JMP,DPLX,XGLO,LC,SC,OM4,EV,LSOH3C,5M","JMP,DPLX,XGLO,LC,SC,OM4,EV,LSOH3C,5M","szt.",0.0,"SIEMON",null,null,null,40.5]
["FJ2-LCALCAL-05H","JMP,DPLX,XGLO,LCA,LCA,OS1/2,YEL,LSOH3C,5M","JMP,DPLX,XGLO,LCA,LCA,OS1/2,YEL,LSOH3C,5M","szt.",0.0,"SIEMON",null,null,null,63.18]
["FJ2-LCALCUL-05H","JMP,DPLX,XGLO,LCA,LCU,OS1/2,YEL,LSOH3C,5M","JMP,DPLX,XGLO,LCA,LCU,OS1/2,YEL,LSOH3C,5M","szt.",0.0,"SIEMON",null,null,null,63.18]
["FJ2-LCASCUL-02H","JMP,DPLX,XGLO,LCA,SCU,OS1/2,YEL,LSOH3C,2M","JMP,DPLX,XGLO,LCA,SCU,OS1/2,YEL,LSOH3C,2M","szt.",0.0,"SIEMON",null,null,null,53.8]
["FJ2-LCULCUL-02H","JMP,DPLX,XGLO,LCU,LCU,OS1/2,YEL,LSOH3C,2M","JMP,DPLX,XGLO,LCU,LCU,OS1/2,YEL,LSOH3C,2M","szt.",0.0,"SIEMON",null,null,null,39.36]
["FJ2LCULCUL05HB","JMP,DPLX,XGLO,LCU,LCU,OS1/2,YEL,LSOH3C,5M,BULK","JMP,DPLX,XGLO,LCU,LCU,OS1/2,YEL,LSOH3C,5M,BULK","szt.",0.0,"SIEMON",null,null,null,40.44]
["FJ2-LCUSCAL-03H","JMP,DPLX,XGLO,LCU,SCA,OS1/2,YEL,LSOH3C,3M","JMP,DPLX,XGLO,LCU,SCA,OS1/2,YEL,LSOH3C,3M","szt.",0.0,"SIEMON",null,null,null,54.88]
["FJ2-LCUSCUL-05H","JMP,DPLX,XGLO,LCU,SCU,OS1/2,YEL,LSOH3C,5M","JMP,DPLX,XGLO,LCU,SCU,OS1/2,YEL,LSOH3C,5M","szt.",0.0,"SIEMON",null,null,null,39.12]
["FJ2SCSC5L01QHB","JMP,DPLX,XGLO,SC,SC,OM3,AQA,LSOH3C,1M,BULK,AQA CON","JMP,DPLX,XGLO,SC,SC,OM3,AQA,LSOH3C,1M,BULK,AQA CONN","szt.",0.0,"SIEMON",null,null,null,25.42]
["FJ2-SCSC5L-05AH","JMP,DPLX,XGLO,SC,SC,OM3,AQA,LSOH3C,5M","JMP,DPLX,XGLO,SC,SC,OM3,AQA,LSOH3C,5M","szt.",0.0,"SIEMON",null,null,null,33.98]
["FJ2-SCSC5L-05QH","JMP,DPLX,XGLO,SC,SC,OM3,AQA,LSOH3C,5M,AQA CONN","JMP,DPLX,XGLO,SC,SC,OM3,AQA,LSOH3C,5M,AQA CONN","szt.",0.0,"SIEMON",null,null,null,33.98]
["FJ2SCSC5V01AHB","JMP,DPLX,XGLO,SC,SC,OM4,AQA,LSOH3C,1M,BULK","JMP,DPLX,XGLO,SC,SC,OM4,AQA,LSOH3C,1M,BULK","szt.",0.0,"SIEMON",null,null,null,29.24]
["FJ2SCSC5V05QHB","JMP,DPLX,XGLO,SC,SC,OM4,AQA,LSOH3C,5M,BULK,AQA CON","JMP,DPLX,XGLO,SC,SC,OM4,AQA,LSOH3C,5M,BULK,AQA CONN","szt.",0.0,"SIEMON",null,null,null,37.38]
["FJ2-SCASCAL-01H","JMP,DPLX,XGLO,SCA,SCA,OS1/2,YEL,LSOH3C,1M","JMP,DPLX,XGLO,SCA,SCA,OS1/2,YEL,LSOH3C,1M","szt.",0.0,"SIEMON",null,null,null,55.8]
["FJ2-SCASCAL-03H","JMP,DPLX,XGLO,SCA,SCA,OS1/2,YEL,LSOH3C,3M","JMP,DPLX,XGLO,SCA,SCA,OS1/2,YEL,LSOH3C,3M","szt.",0.0,"SIEMON",null,null,null,57.96]
["FJ2-SCUSCUL-03H","JMP,DPLX,XGLO,SCU,SCU,OS1/2,YEL,LSOH3C,3M","JMP,DPLX,XGLO,SCU,SCU,OS1/2,YEL,LSOH3C,3M","szt.",0.0,"SIEMON",null,null,null,36.18]
["M-J2-LCLC5L-02","JMP,MAPIT,DPLX,XGLO,LC,LC,OM3,AQA,OFNR,2M","JMP,MAPIT,DPLX,XGLO,LC,LC,OM3,AQA,OFNR,2M","szt.",0.0,"SIEMON",null,null,null,68.0]
["M-J2-LCLC5V03AH","JMP,MAPIT,DPLX,XGLO,LC,LC,OM4,AQA,LSOH3C,3M","JMP,MAPIT,DPLX,XGLO,LC,LC,OM4,AQA,LSOH3C,3M","szt.",0.0,"SIEMON",null,null,null,95.62]
["M-J2-LCLC5V-05","JMP,MAPIT,DPLX,XGLO,LC,LC,OM4,AQA,OFNR,5M","JMP,MAPIT,DPLX,XGLO,LC,LC,OM4,AQA,OFNR,5M","szt.",0.0,"SIEMON",null,null,null,96.64]
["2-8108/K","Jumper wire guide For horizontal jumper ways Dimen","Jumper wire guide For horizontal jumper ways Dimensions (WxHxD): 10x70x190 mm Material: plastic    ","szt.",0.0,"Inne - okazjonalne",null,null,null,0.0]
["C13-5909","Kabel CobiCable  U/UTP 100MHz kat.5e  outdoor żel.","Kabel CobiCable  U/UTP 100MHz kat.5e  outdoor żelowany ","m",2.78,"Cobi Cu kable",null,null,null,0.0]
["9051 001-PEŻ/S","Kabel CobiNet TopLine  F/UTP 100MHz kat.5e  out.","Kabel CobiNet TopLine  F/UTP 100MHz kat.5e  outdoor","m",0.0,"Cobi Cu kable",null,null,null,0.0]
["9061 101-PEŻ","Kabel CobiNet TopLine  U/UTP 250MHz kat.6  outdoor","Kabel CobiNet TopLine  U/UTP 250MHz kat.6  outdoor żelowany ","km",0.0,"Cobi Cu kable",null,null,null,0.0]
["BL-7929A","kabel F/UTP kat.6 305m","kabel F/UTP kat.6 305m","m",0.0,"Inne - okazjonalne",null,null,null,0.0]
["C13-5500","Kabel kat.5e U/UTP LSOH 200MHz B2ca 500m","Kabel CobiCabling kat. 5e U/UTP LSOH 200MHz B2ca 500m","m",2.19,"Cobi Cu kable",null,null,null,0.0]
["C23-6949","Kabel kat.6 F/UTP zew żelowany","Kabel CobiCabling kat. 6 F/UTP zewnętrzny żelowany","szt.",0.0,"Cobi Cu kable",null,null,null,0.0]
["C13-6301","Kabel kat.6+ U/UTP LSOH 500MHz Dca 305m","Kabel CobiCabling kat. 6+ U/UTP LSOH 500MHz Dca 305m","m",3.1,"Cobi Cu kable",null,null,null,0.0]
["C23-1929","Kabel kat.6A/7 F/FTP LSOH zew żel 700MHz Fca 1000m","Kabel CobiCabling kat. 6A/7 F/FTP LSOH zewnętrzny żelowany 700MHz Fca 1000m","m",0.0,"Cobi Cu kable",null,null,null,0.0]
["C23-7310","Kabel kat.7/7A S/FTP LSOH 1000MHz Dca 500m","Kabel CobiCabling kat. 7/7A S/FTP LSOH 1000MHz Dca 500m","m",4.05,"Cobi Cu kable",null,null,null,0.0]
["9501 006/100","KABEL KONCENTRYCZNY RG6 - odc. 100m ","KABEL KONCENTRYCZNY RG6 - odc. 100m ","m",0.0,"Cobi Cu kable",null,null,null,0.0]
["T32-2250-0,5","Kabel LSA2/2(II)a-RJ45 nieekranowany 0,5m","Kabel LSA2/2(II)a-RJ45 nieekranowany 0,5m","szt.",0.0,"Cobi LSA telekomunikacja",null,null,null,0.0]
["T32-2250-3,0","Kabel LSA2/2(II)-RJ45 nieekranowany 3,0m","Kabel LSA2/2(II)-RJ45 nieekranowany 3,0m","szt.",0.0,"Cobi LSA telekomunikacja",null,null,null,0.0]
["T32-2450-2,0","Kabel LSA2/4(I)a-RJ45 nieekranowany 2,0m","Kabel LSA2/4(I)a-RJ45 nieekranowany 2,0m","szt.",0.0,"Cobi LSA telekomunikacja",null,null,null,0.0]
[7061999.0,"Kabel światłowodowy","Kabel światłowodowy","m",0.0,"Cobi FO kable",null,null,null,0.0]
["12XE09-B2CA","Kabel światłowodowy 12xE09 I-B(ZN)BH LEONI 1500N Y","Kabel światłowodowy 12xE09 I-B(ZN)BH LEONI 1500N YELLOW B2ca","m",9.5,"Cobi FO osprzęt",null,null,null,0.0]
["F54-5600","Kabel światłowodowy CobiCabling wielomodowy OM4 24","Kabel światłowodowy CobiCabling wielomodowy OM4 24G LSOH uniwersalny B2ca","m",0.0,"Cobi FO kable",null,null,null,0.0]
["F56-2500","Kabel światłowodowy MM OM1 12G uniwersalny Dca","Kabel światłowodowy CobiCabling wielomodowy OM1 12G LSOH uniwersalny Dca","m",0.0,"Cobi FO kable",null,null,null,0.0]
["F56-9400","Kabel światłowodowy MM OM1 8G zewnętrzny PE","Kabel światłowodowy CobiCabling wielomodowy OM1 8G PE zewnętrzny","m",0.0,"Cobi FO kable",null,null,null,0.0]
["F52-3500","Kabel światłowodowy MM OM2 12G uniwersalny Eca","Kabel światłowodowy CobiCabling wielomodowy OM2 12G LSOH uniwersalny Eca","m",7.04,"Cobi FO kable",null,null,null,0.0]
["F52-2700","Kabel światłowodowy MM OM2 48G uniwersalny Dca","Kabel światłowodowy CobiCabling wielomodowy OM2 48G LSOH uniwersalny Dca","m",0.0,"Cobi FO kable",null,null,null,0.0]
["F52-9300","Kabel światłowodowy MM OM2 6G zewnętrzny PE","Kabel światłowodowy CobiCabling wielomodowy OM2 6G PE zewnętrzny","m",0.0,"Cobi FO kable",null,null,null,0.0]
["F53-3600","Kabel światłowodowy MM OM3 24G uniwersalny Eca","Kabel światłowodowy CobiCabling wielomodowy OM3 24G LSOH uniwersalny Eca","m",19.08,"Cobi FO kable",null,null,null,0.0]
["F53-2200","Kabel światłowodowy MM OM3 4G uniwersalny Dca","Kabel światłowodowy CobiCabling wielomodowy OM3 4G LSOH uniwersalny Dca","m",4.64,"Cobi FO kable",null,null,null,0.0]
["F53-2400","Kabel światłowodowy MM OM3 8G uniwersalny Dca","Kabel światłowodowy CobiCabling wielomodowy OM3 8G LSOH uniwersalny Dca","m",7.24,"Cobi FO kable",null,null,null,0.0]
["F54-2700","Kabel światłowodowy MM OM4 48G uniwersalny Dca","Kabel światłowodowy CobiCabling wielomodowy OM4 48G LSOH uniwersalny Dca","m",0.0,"Cobi FO kable",null,null,null,0.0]
["F51-1500","Kabel światłowodowy SM OS2 12J uniwersalny Fca","Kabel światłowodowy CobiCabling jednomodowy OS2 12J LSOH uniwersalny Fca","m",3.45,"Cobi FO kable",null,null,null,0.0]
["F51-2700","Kabel światłowodowy SM OS2 48J uniwersalny Dca","Kabel światłowodowy CobiCabling jednomodowy OS2 48J LSOH uniwersalny Dca","m",0.0,"Cobi FO kable",null,null,null,0.0]
["F51-9300","Kabel światłowodowy SM OS2 6J zewnętrzny PE","Kabel światłowodowy CobiCabling jednomodowy OS2 6J PE zewnętrzny","m",0.0,"Cobi FO kable",null,null,null,0.0]
["F51-9400","Kabel światłowodowy SM OS2 8J zewnętrzny PE","Kabel światłowodowy CobiCabling jednomodowy OS2 8J PE zewnętrzny ","m",0.0,"Cobi FO kable",null,null,null,0.0]
["5033 082/10,0","Kabel tel. RJ12-RJ45, płaski U/UTP, czarny 10m","Kabel telefoniczny CobiCabling RJ12-RJ45, płaski U/UTP, czarny 10m","szt.",7.22,"Cobi Cu kable krosowe",null,null,null,0.0]
["7305 025-ZH","Kabel U/UTP kat.3 25x2xAWG24 LSOH","Kabel  U/UTP kat.3 25x2xAWG24 LSOH","km",0.0,"Cobi Cu kable",null,null,null,0.0]
[2060058.0,"Kabelführungsbügel mittelgroß Maße (BxHxT): 15x76x","Kabelführungsbügel mittelgroß Maße (BxHxT): 15x76x95 mm Material: Metall, pulverbeschichtet Ohne Befestigungsmaterial RAL 7035 (lichtgrau)","szt.",0.0,"Inne - okazjonalne",null,null,null,0.0]
["KAR_RFID_13,56","Karta RFID 13,56MHz","Karta RFID 13,56MHz","szt.",0.0,"Cobi szafy akcesoria",null,null,null,0.0]
["338.0203","Kaseta CONI krótka srebrna","Kaseta CONI krótka srebrna","szt.",0.0,"Puszki podłogowe i koryta",null,null,null,0.0]
["250E04912","Kaseta PKBN E04 LE","Kaseta PKBN E04 LE","szt.",0.0,"Puszki podłogowe i koryta",null,null,null,0.0]
["250Q08912 SO","Kaseta PKBN Q08 LE/FS","Kaseta PKBN Q08 LE/FS","szt.",0.0,"Puszki podłogowe i koryta",null,null,null,0.0]
["5060 076/K","Kaseta światłowodowa dla 12 włókien","Kaseta światłowodowa dla 12 włókien do montażu w panelach światłowodowych – kompletna","szt.",8.16,"Cobi FO osprzęt",null,null,null,0.0]
["735808-100","Kąt płaski ruchomy CLIDI 55 x 90mm","Kąt płaski ruchomy CLIDI 55 x 90mm","szt.",0.0,"Puszki podłogowe i koryta",null,null,null,0.0]
["735806-100","Kąt wewnetrzny ruchomy CLIDI 55 x 90mm","Kąt wewnetrzny ruchomy CLIDI 55 x 90mm","szt.",0.0,"Puszki podłogowe i koryta",null,null,null,0.0]
["AR-32-002","Keystone Binding Post Red Screw Terminal White","Keystone Binding Post Red Screw Terminal White","szt.",0.0,"EXCEL",null,null,null,2.82]
["AR-32-206","Keystone Satellite F-Type Coupler Black","Keystone Satellite F-Type Coupler Black","szt.",0.0,"EXCEL",null,null,null,1.44]
["AR-32-008","Keystone USB2.0 A to A Flylead White","Keystone USB2.0 A to A Flylead White","szt.",0.0,"EXCEL",null,null,null,4.48]
["AR-32-209","Keystone USB3.0 A to A Flylead Black","Keystone USB3.0 A to A Flylead Black","szt.",0.0,"EXCEL",null,null,null,6.34]
["AR-32-003","Keystone White Phono Audio coupler White","Keystone White Phono Audio coupler White","szt.",0.0,"EXCEL",null,null,null,2.1]
["F9207","KLIMATYZATOR 1,4 KW - 410x248x913 mm - montaż na o","KLIMATYZATOR 1,4 KW - 410x248x913 mm - montaż na osłonie bocznej szafy IP","szt.",8817.92,"TECNOSTEEL",null,null,null,0.0]
["T4381","KLIMATYZATOR 5,2 KW - 800x600x550 mm - montaż na o","KLIMATYZATOR 5,2 KW - 800x600x550 mm - montaż na osłonie górnej/dachu szafy IP","szt.",30400.06,"TECNOSTEEL",null,null,null,0.0]
["F9367","KLIMATYZATOR 800 W - 315x223x642 mm - montaż na os","KLIMATYZATOR 800 W - 315x223x642 mm - montaż na osłonie bocznej szafy IP","szt.",8352.1,"TECNOSTEEL",null,null,null,0.0]
["HU622.11","Kolumna podłog.pion.alum.podwój.poj.max.2x11M ","Kolumna podłog.pion.alum.podwój.poj.max.2x11M (126mmx104mmx276mm)","szt.",0.0,"Puszki podłogowe i koryta",null,null,null,0.0]
[3030072.0,"Kołek maskujący dla 1 pary z oczkiem ułatw. - czer","Kołek maskujący dla 1 pary z oczkiem ułatw. - czerwony ","szt.",0.0,"Cobi LSA telekomunikacja",null,null,null,0.0]
["TX2148N","Komplet 2 dzielonych osłon bocznych - 48Ux1030","Komplet 2 dzielonych osłon bocznych - 48Ux1030","szt.",1197.68,"TECNOSTEEL",null,null,null,0.0]
["F9043","KOMPLET 4 KÓŁEK (2 Z BLOKADĄ) - dla szaf Progress ","KOMPLET 4 KÓŁEK (2 Z BLOKADĄ) - dla szaf Progress 600 i Progress 800 - max. nośność 200 kg","szt.",243.54,"TECNOSTEEL",null,null,null,0.0]
["RS-KZ","Komplet zamków","Komplet zamków","szt.",0.0,"Cobi szafy akcesoria",null,null,null,0.0]
["PROJEKT/K","Konsultacje projektowe","Konsultacje projektowe","szt.",0.0,"USŁUGI",null,null,null,0.0]
[1007606.0,"Konwerter 10/100/1000 MM SC 2km/1310","Konwerter 10/100/1000 MM SC 2km/1310","szt.",0.0,"UPS i urządzenia aktywne",null,null,null,0.0]
[1007612.0,"Konwerter 10/100/1000 WDM SC 10km 1550","Konwerter 10/100/1000 WDM SC 10km 1550","szt.",0.0,"UPS i urządzenia aktywne",null,null,null,0.0]
[1006425.0,"Konwerter 1000 SFP MC220L","Konwerter 1000 SFP MC220L","szt.",0.0,"UPS i urządzenia aktywne",null,null,null,0.0]
[8561.0,"KOŃCÓWKA 8561 (EKE140X60)","KOŃCÓWKA 8561 (EKE140X60)","szt.",0.0,"Puszki podłogowe i koryta",null,null,null,0.0]
[8651.0,"KOŃCÓWKA 8651 (LH60X40)","KOŃCÓWKA 8651 (LH60X40)","szt.",0.0,"Puszki podłogowe i koryta",null,null,null,0.0]
["EKE 140X60","KORYTKO EKE 140X60 (2M/6M)","KORYTKO EKE 140X60 (2M/6M)","m",0.0,"Puszki podłogowe i koryta",null,null,null,0.0]
["LHD 50X20","KORYTKO LHD 50X20 (2M/32M)","KORYTKO LHD 50X20 (2M/32M)","m",0.0,"Puszki podłogowe i koryta",null,null,null,0.0]
["TQE32NEST","Korytko modułowe do organizacji kabli - montaż na ","Korytko modułowe do organizacji kabli - montaż na dachu bocznych rozdzielnic PowerBoard - wym. 300x1200","szt.",2154.79,"TECNOSTEEL",null,null,null,0.0]
["TTX61N","Korytko modułowe do organizacji kabli - montaż na ","Korytko modułowe do organizacji kabli - montaż na dachu szaf T7X ustawionych wewnątrz zabudowy                       - wym. 600x1030","szt.",1791.61,"TECNOSTEEL",null,null,null,0.0]
["TTX81NEST","Korytko modułowe do organizacji kabli - montaż na ","Korytko modułowe do organizacji kabli - montaż na dachu szaf T7X ustawionych skrajnie w zabudowie                     - wym. 800x1030","szt.",2350.63,"TECNOSTEEL",null,null,null,0.0]
["PK160X65D","KORYTKO PK 160X65D (2M/6M)","KORYTKO PK 160X65D (2M/6M)","m",0.0,"Puszki podłogowe i koryta",null,null,null,0.0]
["T1042N","Kpl. drzwi przesuwnych do zabudowy korytarza szaf ","Kpl. drzwi przesuwnych do zabudowy korytarza szaf T7X o gł. 1030 mm - wym. 42U x 1000 mm","szt.",15569.79,"TECNOSTEEL",null,null,null,0.0]
["T1342N","Kpl. drzwi przesuwnych do zabudowy korytarza szaf ","Kpl. drzwi przesuwnych do zabudowy korytarza szaf T7X o gł. 1200 mm - wym. 42U x 1200 mm","szt.",17366.37,"TECNOSTEEL",null,null,null,0.0]
["T1442N","Kpl. drzwi przesuwnych do zabudowy korytarza szaf ","Kpl. drzwi przesuwnych do zabudowy korytarza szaf T7X o gł. 1200 mm - wym. 48U x 1200 mm","szt.",20081.06,"TECNOSTEEL",null,null,null,0.0]
["T9870N","Kpl. pionowych drabinek kablowych - 200 x 20 mm dl","Kpl. pionowych drabinek kablowych - 200 x 20 mm dla szaf T7X 42U","szt.",360.45,"TECNOSTEEL",null,null,null,0.0]
["T9867N","Kpl. pionowych drabinek kablowych - 300 x 20 mm dl","Kpl. pionowych drabinek kablowych - 300 x 20 mm dla szaf T7X 48U","szt.",441.83,"TECNOSTEEL",null,null,null,0.0]
["P9306","KPL. SZCZOTEK PRZECIWPYŁOWYCH DO MONTAŻU W DOLE SZ","KPL. SZCZOTEK PRZECIWPYŁOWYCH DO MONTAŻU W DOLE SZAFY (DO SZAF 600x800 i 800x800)","szt.",0.0,"Cobi szafy akcesoria",null,null,null,0.0]
["EF118","Kratka wentylacyjna IP55","Kratka wentylacyjna IP55","szt.",0.0,"TECNOSTEEL",null,null,null,0.0]
["F9131","LAMPA NEONOWA 11W Z GNIAZDEM 16A SHUCKO (MOCOWANIE","LAMPA NEONOWA 11W Z GNIAZDEM 16A SHUCKO (MOCOWANIE MAGNETYCZNE)","szt.",671.84,"TECNOSTEEL",null,null,null,0.0]
["A60-1017","Lampa neonowa 8W, 19\" 1U, mocowanie, szary","Lampa neonowa 8W, 19\" 1U mocowaniem, przewód zasilający, kolor szary","szt.",0.0,"Cobi szafy akcesoria",null,null,null,0.0]
["200-352-VT","LC MM CER FERR DUPLX CONNECTOR VIOLET","LC MM CER FERR DUPLX CONNECTOR VIOLET","szt.",0.0,"EXCEL",null,null,null,5.4]
["200-353-100","LC MULTIMODE SIMPLEX CONNECTOR - PACK OF 100","LC MULTIMODE SIMPLEX CONNECTOR - PACK OF 100","szt.",0.0,"EXCEL",null,null,null,324.36]
["200-351","LC SM CERAMIC FERRULE SIMPLEX CONNECTOR","LC SM CERAMIC FERRULE SIMPLEX CONNECTOR","szt.",0.0,"EXCEL",null,null,null,4.32]
["LISTWA/LO35","LISTWA LO 35 LD  (2M/60M)","LISTWA LO 50 LD CIEMNO SZARA  (2M/60M)","m",0.0,"Puszki podłogowe i koryta",null,null,null,0.0]
["F9140","LISTWA MIEDZIANA - 15 OTWORÓW M6 - DŁUGOŚĆ 310 mm","LISTWA MIEDZIANA - 15 OTWORÓW M6 - DŁUGOŚĆ 310 mm","szt.",164.39,"TECNOSTEEL",null,null,null,0.0]
["F4260","LISTWA ZASILAJĄCA - 4 UNIWERSALNE GNIAZDA","LISTWA ZASILAJĄCA - 4 UNIWERSALNE GNIAZDA","szt.",186.68,"TECNOSTEEL",null,null,null,0.0]
["LZ-6FPP","Listwa zasilająca 19\" 1U 6-port. bolec, filtr","Listwa zasilająca 19\" 1U 6-portowa z bolcem i filtrem przeciwprzepięciowym","szt.",363.52,"TECNOSTEEL",null,null,null,0.0]
["LZ9GC13+WTC14","Listwa zasilająca 19\" 1U 9-port. C13, wtyk UPS","Listwa zasilająca 19\" 1U 9-portowa z gniazdami C13 i wtykiem UPS (C14)","szt.",142.88,"TECNOSTEEL",null,null,null,0.0]
["5010 233/UPS    ","Listwa zasilająca 19\" 9-portowa, wtyk UPS    ","Listwa zasilająca 19\" 9-portowa, wtyk UPS    ","szt.",189.11,"Cobi szafy akcesoria",null,null,null,0.0]
["A30-1902","Listwa zasilająca CobiCabling 1U 19\" 9-portowa bez","Listwa zasilająca CobiCabling 1U 19\" 9-portowa bez wyłącznika z wtykiem C14 (UPS)","szt.",133.33,"Cobi szafy akcesoria",null,null,null,0.0]
["LL-05","LOCK,LOCKIT,YEL,10/BG","LOCK,LOCKIT,YEL,10/BG","szt.",0.0,"SIEMON",null,null,null,17.38]
["1020 054/G","LSA łączówka nierozłączna 2/10 - bez kodu barw.","LSA łączówka nierozłączna 2/10 CobiNet - bez kodu barw., 1...0, na gniezdnik, żelowana","szt.",20.24,"Cobi LSA telekomunikacja",null,null,null,0.0]
["1020 054/K","LSA łączówka nierozłączna 2/10 KRONE na gniezdnik","LSA łączówka nierozłączna 2/10 KRONE - bez kodu barw., 1...0, na gniezdnik","szt.",0.0,"Cobi LSA telekomunikacja",null,null,null,0.0]
["1020 052/NG","LSA łączówka rozłączna 2/10 - żelowana, neutralna","LSA łączówka rozłączna 2/10 - bez kodu barwnego,1...0, na gniezdnik, żelowana, neutralna","szt.",0.0,"Cobi LSA telekomunikacja",null,null,null,0.0]
["1020 052/N","LSA łączówka rozłączna 2/10 na gniezdnik, neutral.","LSA łączówka rozłączna 2/10 - bez kodu barwnego,1...0, na gniezdnik, neutralna","szt.",0.0,"Cobi LSA telekomunikacja",null,null,null,0.0]
["T02-1020","LSA łączówka uziemiająca 2/38, gniezdnik","LSA łączówka uziemiająca 2/38, na gniezdnik","szt.",0.0,"Cobi LSA telekomunikacja",null,null,null,0.0]
[5010100.0,"Łącznik cokołu","Łącznik cokołu","szt.",0.0,"Cobi szafy akcesoria",null,null,null,0.0]
["5040 706/B","Łącznik kabla kat. 6 STP PCB LSA duży","Łącznik kabla kat. 6 ekranowany PCB LSA duży (wymiary: 68,8x25,3x41mm)","szt.",11.68,"Cobi Cu okablowanie",null,null,null,0.0]
[8632.0,"ŁĄCZNIK KORYTKA","ŁĄCZNIK KORYTKA (LH40X20)","szt.",0.0,"Puszki podłogowe i koryta",null,null,null,0.0]
[8652.0,"ŁĄCZNIK KORYTKA 8652 (LH60X40)","ŁĄCZNIK KORYTKA 8652 (LH60X40)","szt.",0.0,"Puszki podłogowe i koryta",null,null,null,0.0]
["C16-6420","Łącznik RJ45-RJ45 kat. 6 UTP keystone","Łącznik RJ45-RJ45 kat. 6 UTP typu keystone","szt.",17.43,"Cobi Cu okablowanie",null,null,null,0.0]
["T12-2511","Łącznik żył UR – opakowanie 100 szt.","Łącznik żył, szybkozłączka UR – opakowanie 100 szt.","szt.",25.3,"Cobi LSA telekomunikacja",null,null,null,0.0]
["T21-3120","Magazyn łączówek LSA 19''/2U na 120 par (3x4) ","Magazyn łączówek LSA 19''/2U na 120 par (3 x 4) ","szt.",108.1,"Cobi LSA telekomunikacja",null,null,null,0.0]
["T21-3180","Magazyn łączówek LSA 19''/3U na 180 par (1x18)","Magazyn łączówek LSA 19''/3U na 180 par (1 x 18)","szt.",103.5,"Cobi LSA telekomunikacja",null,null,null,0.0]
["T12-2300","Magazyn odgromników 3P dla łączówki 10-parowej","Magazyn odgromników 3P dla łączówki 10-parowej","szt.",38.82,"Cobi LSA telekomunikacja",null,null,null,0.0]
["S5750E-26X-SI","Managed L2 Aggregation Switch 24x 1/10GBase-X SFP+","Managed L2 Aggregation Switch 24x 1/10GBase-X SFP+ + 2x 40GBase-X QSFP, Redundant Power Supply 230V AC + 48V DC, 0° +50°, 1U","szt.",0.0,"CCTV",null,null,null,0.0]
[5016072.0,"Maskownica 10''/1U szara RAL 7035","Maskownica 10''/1U szara RAL 7035 ","szt.",0.0,"Cobi Cu okablowanie",null,null,null,0.0]
["MC5-8T-05M-B02C","MC,Cat 5e,UTP,T568A/B,STRD,WHT CMG,WHT BOOT,05M","MC,Cat 5e,UTP,T568A/B,STRD,WHT CMG,WHT BOOT,05M","szt.",0.0,"SIEMON",null,null,null,0.0]
["ADE-F","MICROFILTER ADSL - RJ11 AND LJU PORT","MICROFILTER ADSL - RJ11 AND LJU PORT","szt.",0.0,"EXCEL",null,null,null,5.28]
["DSX5000.1","Miernik Fluke Networks DSX-5000 ","Miernik Fluke Networks DSX-5000 ","szt.",0.0,"Inne - okazjonalne",null,null,null,0.0]
[2021035.0,"Minirozdzielnik na max. 3 łączówki LSA 2/10 (bez","Minirozdzielnik na max. 3 łączówki LSA 2/10 (bez łączówek)","szt.",16.1,"Cobi LSA telekomunikacja",null,null,null,0.0]
["MODAPT","MODULAR ADAPTER","MODULAR ADAPTER","szt.",0.0,"SIEMON",null,null,null,34.56]
["C11-5001","Moduł CobiCabling kat. 5e UTP RJ45 keystone beznar","Moduł CobiCabling kat. 5e UTP RJ45 keystone beznarzędziowy ","szt.",10.53,"Cobi Cu okablowanie",null,null,null,0.0]
["C11-5000","Moduł kat.5e UTP RJ45 keystone beznarzędziowy","Moduł CobiCabling kat. 5e UTP RJ45 keystone beznarzędziowy","szt.",10.15,"Cobi Cu okablowanie",null,null,null,0.0]
["C11-5020","Moduł kat.5e UTP RJ45 keystone beznarzędziowy","Moduł CobiCabling kat. 5e UTP RJ45 keystone beznarzędziowy","szt.",0.0,"Cobi Cu okablowanie",null,null,null,0.0]
["C11-6100","Moduł kat.6 UTP RJ45 keystone narzędziowy","Moduł CobiCabling kat. 6 UTP RJ45 keystone narzędziowy","szt.",5.38,"Cobi Cu okablowanie",null,null,null,0.0]
["MODUŁ","MODUŁ SFP","MODUŁ SFP","szt.",112.29,"Inne - okazjonalne",null,null,null,0.0]
["2MP45-6AN","Moduł teleinformatyczny połączeniowy RJ45, łącznik","Moduł teleinformatyczny połączeniowy 2LAN RJ45, łącznik","szt.",15.4,"2LAN",null,null,null,0.0]
["T1582N","Mostek BladeRunner do zabudowy korytarza o gł. 150","Mostek BladeRunner do zabudowy korytarza o gł. 1500 mm - szer. 800 mm","szt.",4361.52,"TECNOSTEEL",null,null,null,0.0]
["ZV-MTP-PIN-ELITE-(1)","MTP ELITE PIN ASSEMBLY - SM","MTP ELITE PIN ASSEMBLY - SM","szt.",0.0,"EXCEL",null,null,null,0.0]
["ZV-MTP-PIN-ELITE-(5)","MTP ELITE PIN ASSEMBLY - SM(16743)","MTP ELITE PIN ASSEMBLY - SM(16743)","szt.",0.0,"EXCEL",null,null,null,0.0]
["MX-MMO-02","MULTI-USE TELCO OUTLET,18 OPENS,MX,WHT","MULTI-USE TELCO OUTLET,18 OPENS,MX,WHT","szt.",0.0,"SIEMON",null,null,null,35.06]
["USŁUGA/LOK.","Najem lokalu na podstawie umowy z dnia 31.08.2017","Najem lokalu na podstawie umowy z dnia 31.08.2017","szt.",0.0,"USŁUGI",null,null,null,0.0]
["T12-2001","Nakładka opisowa 2/10","Nakładka opisowa 2/10","szt.",0.0,"Cobi LSA telekomunikacja",null,null,null,0.0]
[1.00835E7,"Nakładka opisowa uchylna LSA-HD z pustym polem opi","Nakładka opisowa uchylna LSA-HD z pustym polem opisowym ","szt.",0.0,"Cobi LSA telekomunikacja",null,null,null,0.0]
["NAPRAWA","NAPRAWA","NAPRAWA","szt.",0.0,"USŁUGI",null,null,null,0.0]
[8635.0,"NAROŻNIK WEWNĘTRZNY (LH40X20)","NAROŻNIK WEWNĘTRZNY (LH40X20)","szt.",0.0,"Puszki podłogowe i koryta",null,null,null,0.0]
[8485.0,"NAROŻNIK WEWNĘTRZNY 8485 (PK160X65D)","NAROŻNIK WEWNĘTRZNY 8485 (PK160X65D)","szt.",0.0,"Puszki podłogowe i koryta",null,null,null,0.0]
[8685.0,"NAROŻNIK WEWNĘTRZNY 8685 (LH15X10)","NAROŻNIK WEWNĘTRZNY 8685 (LH15X10)","szt.",0.0,"Puszki podłogowe i koryta",null,null,null,0.0]
[8566.0,"NAROŻNIK ZEWNĘTRZNY 8566 (EKE140X60)","NAROŻNIK ZEWNĘTRZNY 8566 (EKE140X60)","szt.",0.0,"Puszki podłogowe i koryta",null,null,null,0.0]
["A00-8300","Narzędzie CobiCabling do organizowania wiązek kabl","Narzędzie CobiCabling do organizowania wiązek kabli instalacyjnych, szary","szt.",0.0,"Cobi Cu okablowanie",null,null,null,0.0]
["F62-0020","Naścienny box światłowodowy S (średni)","Naścienny box światłowodowy S (średni), 418x316x50mm, RAL 7035","szt.",379.48,"Cobi FO osprzęt",null,null,null,0.0]
["202-072","NO NIK BUFFER STRIPPER GOLD 152UM","NO NIK BUFFER STRIPPER GOLD 152UM","szt.",0.0,"EXCEL",null,null,null,80.0]
["NVR4104-P","NVR4104-P REJESTRATOR","NVR4104-P REJESTRATOR","szt.",0.0,"CCTV",null,null,null,0.0]
["NVR4432-4KS2","NVR4432-4KS2","NVR4432-4KS2","szt.",0.0,"CCTV",null,null,null,0.0]
["OBS.B.","Obsługa biura","Obsługa biura","szt.",0.0,"USŁUGI",null,null,null,0.0]
["C30-0120","Obudowa natynkowa IP44 gniazda zintegrowanego","Obudowa natynkowa IP44 gniazda zintegrowanego","szt.",407.28,"Cobi Cu okablowanie",null,null,null,0.0]
["F6612IP66","Obudowa wewnętrzna IP66 19\" 12Ux600x600","Obudowa wewnętrzna IP66 19\" 12Ux600x600","szt.",0.0,"TECNOSTEEL",null,null,null,0.0]
["AR-09-102","OFC Speaker Cable 16AWG 4 Core LSZH Eca Pink 100M","OFC Speaker Cable 16AWG 4 Core LSZH Eca Pink 100M","szt.",0.0,"EXCEL",null,null,null,216.16]
["F9467","Okrągły przepust kablowy IP65 - 8 otworów dla kabl","Okrągły przepust kablowy IP65 - 8 otworów dla kabli o średnicy 3-15,9 mm do szafek wiszących IP","szt.",453.62,"TECNOSTEEL",null,null,null,0.0]
["Z-OM4-DX-LC-SC-30M-A","OM4 DUPLEX PATCH LEAD LC/SC 30M AQUA","OM4 DUPLEX PATCH LEAD LC/SC 30M AQUA","szt.",0.0,"EXCEL",null,null,null,0.0]
["PIGTAIL-OM4-FC-2M AQ","OM4 FC PIGTAIL 2M AQUA","OM4 FC PIGTAIL 2M AQUA","szt.",0.0,"EXCEL",null,null,null,0.0]
["A02-8330","Opaska rzepowa Cobicabling, 20x300mm, zielony  ","Opaska rzepowa Cobicabling, 20x300mm, zielony  ","szt.",10.84,"Cobi Cu okablowanie",null,null,null,0.0]
["OPŁATA/ŚMIECI","Opłata za śmieci","Opłata za śmieci","szt.",0.0,"USŁUGI",null,null,null,0.0]
["A51-2100","Organizer poziomy kabli 19\" 2U czarny","Organizer poziomy kabli 19\" 2U, metalowe uchwyty, RAL 9005 czarny","szt.",68.01,"Cobi szafy akcesoria",null,null,null,0.0]
["A51-1000","Organizer poziomy kabli CobiCabling 19\" 1U czarny","Organizer poziomy kabli CobiCabling 19\" 1U, plastikowe uchwyty, RAL 9005 czarny","szt.",41.36,"Cobi szafy akcesoria",null,null,null,0.0]
["203-060","OS2 DUPLEX ZIPCORD CABLE YELLOW 2.00MM","OS2 DUPLEX ZIPCORD CABLE YELLOW 2.00MM","m",0.0,"EXCEL",null,null,null,0.66]
["T2242NNET","Osłona boczna 1200x42U","Osłona boczna 1200x42U","szt.",0.0,"Cobi szafy akcesoria",null,null,null,0.0]
["T2242TNTCOL","Osłona boczna dla wymiennika BladeCooling w zabudo","Osłona boczna dla wymiennika BladeCooling w zabudowie otwartej - 42U 1200 mm","szt.",612.09,"TECNOSTEEL",null,null,null,0.0]
["TX2248N1","Osłona boczna pojedyncza - 48Ux1200","Osłona boczna pojedyncza - 48Ux1200","szt.",698.69,"TECNOSTEEL",null,null,null,0.0]
["P2642","Osłona pełna 42Ux600 PROGRESS","Osłona pełna 42Ux600 PROGRESS","szt.",0.0,"TECNOSTEEL",null,null,null,0.0]
["P2147G","Osłona perforowana 47Ux1000","Osłona perforowana 47Ux1000","szt.",0.0,"Cobi szafy akcesoria",null,null,null,0.0]
["5060 170/50","Osłona termiczna spawu 50mm","Osłona termiczna spawu 50mm","szt.",0.55,"Cobi FO osprzęt",null,null,null,0.0]
["T1731N","Osłona zamykająca zabudowę korytarza - 42U x 1200 ","Osłona zamykająca zabudowę korytarza - 42U x 1200 mm","szt.",2794.57,"TECNOSTEEL",null,null,null,0.0]
["T1732N","Osłona zamykająca zabudowę korytarza - 48U x 1200 ","Osłona zamykająca zabudowę korytarza - 48U x 1200 mm","szt.",3642.99,"TECNOSTEEL",null,null,null,0.0]
["MX5-25B","OUTLET,MAX,UTP,CAT5E,RJ45,ANG,BRI WHT,P-DWN,T568A/","OUTLET,MAX,UTP,CAT5E,RJ45,ANG,BRI WHT,P-DWN,T568A/B,W/DR,BULK","szt.",0.0,"SIEMON",null,null,null,4.36]
["MX5-F25B","OUTLET,MAX,UTP,CAT5E,RJ45,FLT,BRI WHT,P-DWN,T568A/","OUTLET,MAX,UTP,CAT5E,RJ45,FLT,BRI WHT,P-DWN,T568A/B,BULK","szt.",0.0,"SIEMON",null,null,null,4.44]
["MX5-K02","OUTLET,MAX,UTP,CAT5E,RJ45,KEYSTN,WHT,P-DWN,T568A/B","OUTLET,MAX,UTP,CAT5E,RJ45,KEYSTN,WHT,P-DWN,T568A/B","szt.",0.0,"SIEMON",null,null,null,5.18]
["MX6-02","OUTLET,MAX,UTP,CAT6,RJ45,ANG,WHT,P-DWN,T568A/B,W/D","OUTLET,MAX,UTP,CAT6,RJ45,ANG,WHT,P-DWN,T568A/B,W/DR","szt.",0.0,"SIEMON",null,null,null,6.48]
["MX6-F01VP","OUTLET,MAX,UTP,CAT6,RJ45,FLT,BLK,P-DWN,T568A/B,VAL","OUTLET,MAX,UTP,CAT6,RJ45,FLT,BLK,P-DWN,T568A/B,VALU PK","szt.",0.0,"SIEMON",null,null,null,5.72]
["MX6-F02B","OUTLET,MAX,UTP,CAT6,RJ45,FLT,WHT,P-DWN,T568A/B,BUL","OUTLET,MAX,UTP,CAT6,RJ45,FLT,WHT,P-DWN,T568A/B,BULK","szt.",0.0,"SIEMON",null,null,null,6.16]
["MX6-K01B","OUTLET,MAX,UTP,CAT6,RJ45,KEYSTN,BLK,P-DWN,T568A/B,","OUTLET,MAX,UTP,CAT6,RJ45,KEYSTN,BLK,P-DWN,T568A/B,BULK","szt.",0.0,"SIEMON",null,null,null,5.92]
["XG2-Z6AS","OUTLET,RGDZD,SHLD,CAT6A,RJ45,BLK,TL-LSS,T568A/B","OUTLET,RGDZD,SHLD,CAT6A,RJ45,BLK,TL-LSS,T568A/B","szt.",0.0,"SIEMON",null,null,null,60.88]
["T7F-01-1","OUTLET,TERA,SHLD,CAT7A/8,TERA,FLT,BLK,TL-LSS,T568A","OUTLET,TERA,SHLD,CAT7A/8,TERA,FLT,BLK,TL-LSS,T568A/B,W/DR,22-23AWG","szt.",0.0,"SIEMON",null,null,null,14.64]
["Z6A-S06","OUTLET,ZMAX,SHLD,CAT6A,RJ45,HYB,BLU,TL-LSS,T568A/B","OUTLET,ZMAX,SHLD,CAT6A,RJ45,HYB,BLU,TL-LSS,T568A/B","szt.",0.0,"SIEMON",null,null,null,8.6]
["Z6A-S06B","OUTLET,ZMAX,SHLD,CAT6A,RJ45,HYB,BLU,TL-LSS,T568A/B","OUTLET,ZMAX,SHLD,CAT6A,RJ45,HYB,BLU,TL-LSS,T568A/B,BULK","szt.",0.0,"SIEMON",null,null,null,7.36]
["Z6A-SK01","OUTLET,ZMAX,SHLD,CAT6A,RJ45,KEYSTN,BLK,TL-LSS,T568","OUTLET,ZMAX,SHLD,CAT6A,RJ45,KEYSTN,BLK,TL-LSS,T568A/B","szt.",0.0,"SIEMON",null,null,null,8.6]
["Z6A-SK01B","OUTLET,ZMAX,SHLD,CAT6A,RJ45,KEYSTN,BLK,TL-LSS,T568","OUTLET,ZMAX,SHLD,CAT6A,RJ45,KEYSTN,BLK,TL-LSS,T568A/B,BULK","szt.",0.0,"SIEMON",null,null,null,7.36]
["Z6-01B","OUTLET,ZMAX,UTP,CAT6,RJ45,HYB,BLK,TL-LSS,T568A/B,B","OUTLET,ZMAX,UTP,CAT6,RJ45,HYB,BLK,TL-LSS,T568A/B,BULK","szt.",0.0,"SIEMON",null,null,null,6.94]
["Z6-01DB","OUTLET,ZMAX,UTP,CAT6,RJ45,HYB,BLK,TL-LSS,T568A/B,W","OUTLET,ZMAX,UTP,CAT6,RJ45,HYB,BLK,TL-LSS,T568A/B,W/DR,BULK","szt.",0.0,"SIEMON",null,null,null,8.26]
["Z6-02","OUTLET,ZMAX,UTP,CAT6,RJ45,HYB,WHT,TL-LSS,T568A/B","OUTLET,ZMAX,UTP,CAT6,RJ45,HYB,WHT,TL-LSS,T568A/B","szt.",0.0,"SIEMON",null,null,null,8.12]
["Z6-K01B","OUTLET,ZMAX,UTP,CAT6,RJ45,KEYSTN,BLK,TL-LSS,T568A/","OUTLET,ZMAX,UTP,CAT6,RJ45,KEYSTN,BLK,TL-LSS,T568A/B,BULK","szt.",0.0,"SIEMON",null,null,null,6.94]
["Z6-S01B","OUTLET,ZMAX,UTP,CAT6,RJ45,PNL MNT,TL-LSS,T568A/B,B","OUTLET,ZMAX,UTP,CAT6,RJ45,PNL MNT,TL-LSS,T568A/B,BULK","szt.",0.0,"SIEMON",null,null,null,0.0]
["Z6A-01D","OUTLET,ZMAX,UTP,CAT6A,RJ45,HYB,BLK,TL-LSS,T568A/B,","OUTLET,ZMAX,UTP,CAT6A,RJ45,HYB,BLK,TL-LSS,T568A/B,W/DR","szt.",0.0,"SIEMON",null,null,null,9.18]
["Z6A-06DB","OUTLET,ZMAX,UTP,CAT6A,RJ45,HYB,BLU,TL-LSS,T568A/B,","OUTLET,ZMAX,UTP,CAT6A,RJ45,HYB,BLU,TL-LSS,T568A/B,W/DR,BULK","szt.",0.0,"SIEMON",null,null,null,7.84]
["Z6A-K01","OUTLET,ZMAX,UTP,CAT6A,RJ45,KEYSTN,BLK,TL-LSS,T568A","OUTLET,ZMAX,UTP,CAT6A,RJ45,KEYSTN,BLK,TL-LSS,T568A/B","szt.",0.0,"SIEMON",null,null,null,0.0]
["Z6A-45-S01D","OUTLET,ZMAX45,SHLD,CAT6A,RJ45,HYB,BLK,TL-LSS,T568A","OUTLET,ZMAX45,SHLD,CAT6A,RJ45,HYB,BLK,TL-LSS,T568A/B,W/DR,SE","szt.",0.0,"SIEMON",null,null,null,10.12]
["Z6A-45-S02D","OUTLET,ZMAX45,SHLD,CAT6A,RJ45,HYB,WHT,TL-LSS,T568A","OUTLET,ZMAX45,SHLD,CAT6A,RJ45,HYB,WHT,TL-LSS,T568A/B,W/DR,SE","szt.",0.0,"SIEMON",null,null,null,10.12]
["Z6A-45-SK02","OUTLET,ZMAX45,SHLD,CAT6A,RJ45,KEYSTN,WHT,TL-LSS,T5","OUTLET,ZMAX45,SHLD,CAT6A,RJ45,KEYSTN,WHT,TL-LSS,T568A/B,SE","szt.",0.0,"SIEMON",null,null,null,8.52]
["OVP-100M-HIPOE-BOX","OVP-100M-HIPOE-BOX","OVP-100M-HIPOE-BOX","szt.",0.0,"CCTV",null,null,null,0.0]
["VC10005","Oznacznik patchcordu VC LED op. 100 szt niebieski ","Oznacznik patchcordu VC LED opakowanie 100 szt niebieski ","szt.",0.0,"Cobi Cu kable krosowe",null,null,null,0.0]
["FSM2-12-LC5L-01","P&P,MOD,12S,LC,AQA,M-MTP,BLK,BLK HSG,XGLO,MM,POLC,","P&P,MOD,12S,LC,AQA,M-MTP,BLK,BLK HSG,XGLO,MM,POLC,OM3","szt.",0.0,"SIEMON",null,null,null,203.16]
["FSM-12-LCSM-01B","P&P,MOD,12S,LC,BLK,M-MTP,BLK,BLK HSG,XGLO,SM,POLB,","P&P,MOD,12S,LC,BLK,M-MTP,BLK,BLK HSG,XGLO,SM,POLB,OS2","szt.",0.0,"SIEMON",null,null,null,219.26]
["PP2-24-LC5V-01","P&P,MOD,24S,LC,AQA,M-MTP,AQA,BLK HSG,XGLO,MM,POLC,","P&P,MOD,24S,LC,AQA,M-MTP,AQA,BLK HSG,XGLO,MM,POLC,OM4","szt.",0.0,"SIEMON",null,null,null,568.14]
["FSM-24-LC5L-01","P&P,MOD,24S,LC,BLK,M-MTP,BLK,BLK HSG,XGLO,MM,POLC,","P&P,MOD,24S,LC,BLK,M-MTP,BLK,BLK HSG,XGLO,MM,POLC,OM3","szt.",0.0,"SIEMON",null,null,null,407.68]
["PP2-24-LCASM-01","P&P,MOD,24S,LCA,GRN,M-MTP,BLK,BLK HSG,XGLO,SM,POLC","P&P,MOD,24S,LCA,GRN,M-MTP,BLK,BLK HSG,XGLO,SM,POLC,OS2","szt.",0.0,"SIEMON",null,null,null,644.46]
["PPM-12-LCSM-01","P&P-HD,MOD,12S,LCU,BLU,M-MTP,BLK,BLK HSG,XGLO,SM,P","P&P-HD,MOD,12S,LCU,BLU,M-MTP,BLK,BLK HSG,XGLO,SM,POLC,OS2","szt.",0.0,"SIEMON",null,null,null,277.82]
["PPM-24-LC5V-01L","P&P-HD,MOD,LL,24S,LC,AQA,M-MTP,AQA,BLK HSG,XGLO,MM","P&P-HD,MOD,LL,24S,LC,AQA,M-MTP,AQA,BLK HSG,XGLO,MM,POLC,OM4","szt.",0.0,"SIEMON",null,null,null,519.14]
[6671000.0,"Panel 19\" 1U 24 porty","Panel 19\" 1U 24 porty","szt.",0.0,"Inne - okazjonalne",null,null,null,0.0]
["C12-0021","Panel 19\" 48xRJ45 1,5U niewyposaż. szary bez półki","Patch Panel CobiCabling 19\" 48xRJ45 1,5U niewyposażony szary, bez półki","szt.",220.64,"Cobi Cu okablowanie",null,null,null,0.0]
["C12-5010","Panel 19\" kat.5e UTP 24xRJ45 1U szary półka","Patch Panel CobiCabling 19\" kat. 5e UTP 24xRJ45 1U szary, z tylną półką","szt.",0.0,"Cobi Cu okablowanie",null,null,null,0.0]
["C12-6111","Panel 19\" kat.6 UTP 24xRJ45 0,5U czarny półka","Patch Panel CobiCabling 19\" kat. 6 UTP 24xRJ45 0,5U czarny, z tylną półką","szt.",0.0,"Cobi Cu okablowanie",null,null,null,0.0]
["C22-1011","Panel 19\" kat.6a STP 24xRJ45 0,5U szary półka","Patch Panel CobiCabling 19\" kat. 6A STP 24xRJ45 0,5U szary, z tylną półką","szt.",561.41,"Cobi Cu okablowanie",null,null,null,0.0]
["C22-1110","Panel 19\" kat.6a STP 24xRJ45 1U czarny półka","Patch Panel CobiCabling 19\" kat. 6A STP 24xRJ45 1U czarny, z tylną półką","szt.",542.13,"Cobi Cu okablowanie",null,null,null,0.0]
["P9092T","Panel 2-wentylatorowy 19\" 1U Progress, termostat","Panel wentylacyjny 19\" 1U 2-wentylatorowy z termostatem dla szaf stojących Progress ","szt.",596.92,"TECNOSTEEL",null,null,null,0.0]
["P9063T","Panel 3-wentylatorowy dla szaf Progress, termostat","Panel wentylacyjny 3-wentylatorowy dla szaf stojących Progress z termostatem","szt.",665.0,"TECNOSTEEL",null,null,null,0.0]
["TX9064TN8X1030","Panel 4-went. z termostatem do T7X 800 x 1030mm","Płyta górna z panelem wentylacyjnym - 4 wentylatorowym z termostatem dla szafy T7X 800 x 1030mm","szt.",1408.76,"TECNOSTEEL",null,null,null,0.0]
["TX9064TN8X800","Panel 4-went. z termostatem do T7X 800 x 800mm","Płyta górna z panelem wentylacyjnym - 4 wentylatorowym z termostatem dla szafy T7X 800 x 800mm","szt.",1273.52,"TECNOSTEEL",null,null,null,0.0]
["F41-1120-M","Panel czołowy 24xSC simplex 24 porty","Panel czołowy CobiCabling 24xSC simplex 24 porty","szt.",276.88,"Cobi FO osprzęt",null,null,null,0.0]
["F3038","PANEL DYSTYBUCJI NAPIĘĆ 3U z 2 listwami DIN","PANEL DYSTYBUCJI NAPIĘĆ 3U z 2 listwami DIN","szt.",134.37,"TECNOSTEEL",null,null,null,0.0]
["A20-3000","Panel maskujący 3U 19\" RAL 7035 szary","Panel maskujący CobiCabling 3U 19\" RAL 7035 szary","szt.",30.48,"Cobi szafy akcesoria",null,null,null,0.0]
["T9055N","Panel maskujący dolny (ścianka cokołu) - szer. 120","Panel maskujący dolny (ścianka cokołu) - szer. 1200 mm","szt.",261.67,"TECNOSTEEL",null,null,null,0.0]
["T9190N","Panel oświetleniowy LED - 600 x 300 mm","Panel oświetleniowy LED - 600 x 300 mm","szt.",831.76,"TECNOSTEEL",null,null,null,0.0]
["C30-0593","Panel światłowodowy 10”/1U 8xSC-simplex (LC-duplex","Panel światłowodowy 10”/1U 8xSC-simplex (LC-duplex) – niewyposażony","szt.",0.0,"Cobi Cu okablowanie",null,null,null,0.0]
["5061 031/P","Panel światłowodowy 19”/1U PREMIUM","Panel światłowodowy 19”/1U PREMIUM","szt.",200.08,"Cobi FO osprzęt",null,null,null,0.0]
["C12-3021","Panel telefoniczny 19\" kat.3 UTP 32xRJ45 1U szary","Patch panel telefoniczny 19\" kat. 3 UTP 32xRJ45 1U szary","szt.",240.81,"Cobi Cu okablowanie",null,null,null,0.0]
["C12-3122","Panel telefoniczny 19\" kat.3 UTP 50xRJ45 1U czarny","Patch panel telefoniczny 19\" kat. 3 UTP 50xRJ45 1U czarny","szt.",359.95,"Cobi Cu okablowanie",null,null,null,0.0]
["T5027N","Panel wypełniający \"Flexiblank\" 27U / 19\" (dowolna","Panel wypełniający \"Flexiblank\" 27U / 19\" (dowolna konfiguracja)","szt.",682.03,"TECNOSTEEL",null,null,null,0.0]
["T9012N","Panel wypełniający 2U / 19\"\" - montaż beznarzędzio","Panel wypełniający 2U / 19\"\" - montaż beznarzędziowy","szt.",47.6,"TECNOSTEEL",null,null,null,0.0]
["F9070-21","Para belek 19'' - do szaf ETSI 21'' o wysokości 47","Para belek 19'' - do szaf ETSI 21'' o wysokości 47U","szt.",292.92,"TECNOSTEEL",null,null,null,0.0]
["F9273","PARA KĄTOWNIKÓW MOCUJĄCYCH - GŁ. 365 mm - mocowani","PARA KĄTOWNIKÓW MOCUJĄCYCH - GŁ. 365 mm - mocowanie na belkach 19\" obciążenie do 80 kg","szt.",108.67,"TECNOSTEEL",null,null,null,0.0]
["F9331","Para reduktorów z 21'' na 19'' 1U z el. montażowym","Para reduktorów z 21'' na 19'' 1U z el. montażowymi","szt.",45.92,"TECNOSTEEL",null,null,null,0.0]
["F9735","PARA TYLNYCH BELEK 19'' DO SZAF IP – 25U","PARA TYLNYCH BELEK 19'' DO SZAF IP – 25U","szt.",0.0,"Cobi szafy akcesoria",null,null,null,0.0]
["FP9991","Para wspornków bocznych wzmacniających podwyższają","Para wspornków bocznych wzmacniających podwyższających nośność szafki do 60kg 16U glebokość 620mm","szt.",166.65,"TECNOSTEEL",null,null,null,0.0]
["FP9996","Para wspornków bocznych wzmacniających podwyższają","Para wspornków bocznych wzmacniających podwyższających nośność szafki do 60kg 22U glebokość 520mm","szt.",169.1,"TECNOSTEEL",null,null,null,0.0]
["MC6-8-T-03M-04","Patch cord MC6 CABLE ASSY,CAT6,3M GRAY JKT GRAY ","Patch cord MC6 CABLE ASSY,CAT6,3M GRAY JKT GRAY BOOT","szt.",0.0,"SIEMON",null,null,null,0.0]
["C22-5090","Patch Panel 10''/1U 12xRJ45 STP kat.5e CobiNet Top","Patch Panel 10''/1U 12xRJ45 STP kat.5e CobiNet TopLink RAL 7035 szary","szt.",0.0,"Cobi Cu okablowanie",null,null,null,0.0]
["C12-0120","Patch panel 19\" 24xRJ45 1U niewyposażony czarny","Patch Panel CobiCabling 19\" 24xRJ45 1U niewyposażony, czarny","szt.",90.85,"Cobi Cu okablowanie",null,null,null,0.0]
["C12-0101","Patch panel 19\" 48xRJ45 1U niewyposażony czarny","Patch Panel CobiCabling 19\" 48xRJ45 1U niewyposażony, czarny","szt.",171.24,"Cobi Cu okablowanie",null,null,null,0.0]
["F40-1000","Patch panel 1U z wymienną płytą czołową","Patch Panel CobiCabling 1U z wymienną płytą czołową","szt.",0.0,"Cobi FO osprzęt",null,null,null,0.0]
["F41-0221","Patch panel CobiCabling 24xSC duplex 1U szary","Patch panel światłowodowy CobiCabling 24xSC duplex 1U szary","szt.",254.37,"Cobi FO osprzęt",null,null,null,0.0]
["F41-1120-0","Patch panel SCsx/LCdx 24 portowy","Patch panel CobiCabling SC simplex/LC duplex 24 portowy","szt.",315.56,"Cobi FO osprzęt",null,null,null,0.0]
["F41-1221","Patch panel światłowodowy 24xSC duplex 1U czarny","Patch panel światłowodowy CobiCabling 24xSC duplex 1U czarny","szt.",254.37,"Cobi FO osprzęt",null,null,null,0.0]
["S110P4","PATCH PLUG,CPR,S110,4PR,FTERM","PATCH PLUG,CPR,S110,4PR,FTERM","szt.",0.0,"SIEMON",null,null,null,7.18]
[9291001.0,"Patchcord 9/125 µm PC simplex, jednomodowy","Patchcord 9/125 µm PC simplex, jednomodowy","szt.",28.24,"Cobi FO pigtaile i patchcordy",null,null,null,0.0]
["F21-2120-2","Patchcord CobiCabling SC/UPC-SC/APC OS2 dx LSOH 2m","Patchcord CobiCabling SC/UPC-SC/APC jednomodowy OS2 duplex LSOH 2m","szt.",0.0,"Cobi FO pigtaile i patchcordy",null,null,null,0.0]
["9295 537/1,0","Patchcord E2000/PC-SC/PC 9/125 µm duplex, SM 1,0m","Patchcord E2000/PC-SC/PC 9/125 µm duplex, jednomodowy, 1,0m","szt.",160.99,"Cobi FO pigtaile i patchcordy",null,null,null,0.0]
["9295 517/3,0","Patchcord E2000-E2000 9/125 µm APC simplex","Patchcord E2000-E2000 9/125 µm APC simplex, jednomodowy, 3,0m","szt.",71.3,"Cobi FO pigtaile i patchcordy",null,null,null,0.0]
["9293 328/3,0","Patchcord FC-FC, 9/125 µm PC duplex, SM, 3,0m","Patchcord FC-FC, 9/125 µm PC duplex, jednomodowy, 3,0m ","szt.",96.5,"Cobi FO pigtaile i patchcordy",null,null,null,0.0]
["9293 330/5,0","Patchcord FC-LC, 9/125 µm PC duplex, SM, 5,0m","Patchcord FC-LC, 9/125 µm PC duplex, jednomodowy, 5,0m ","szt.",52.02,"Cobi FO pigtaile i patchcordy",null,null,null,0.0]
["VC-FO928/10,0","Patchcord FO VC LED LC-LC dx OM3 10m aqua","Patchcord FO VC LED LC-LC duplex OM3 50/125 10m aqua","szt.",0.0,"Cobi Cu kable krosowe",null,null,null,0.0]
["VC-FO928/3,0","Patchcord FO VC LED LC-LC dx OM3 3m aqua","Patchcord FO VC LED LC-LC duplex OM3 50/125 3m aqua","szt.",0.0,"Cobi Cu kable krosowe",null,null,null,0.0]
["5030 513/0,5","Patchcord kat. 5e F/UTP LSOH 0,5m czerwony","Patchcord RJ45-RJ45 kat. 5e F/UTP LSOH 0,5m czerwony ","szt.",3.22,"Cobi Cu kable krosowe",null,null,null,0.0]
["5030 313/0,5","Patchcord kat. 5e F/UTP LSOH 0,5m niebieski","Patchcord RJ45-RJ45 kat. 5e F/UTP LSOH 0,5m niebieski","szt.",3.29,"Cobi Cu kable krosowe",null,null,null,0.0]
["5030 313/1,5","Patchcord kat. 5e F/UTP LSOH 1,5m niebieski","Patchcord RJ45-RJ45 kat. 5e F/UTP LSOH 1,5m niebieski","szt.",4.85,"Cobi Cu kable krosowe",null,null,null,0.0]
["5030 513/3,0","Patchcord kat. 5e F/UTP LSOH 3m czerwony","Patchcord RJ45-RJ45 kat. 5e F/UTP LSOH 3m czerwony ","szt.",5.36,"Cobi Cu kable krosowe",null,null,null,0.0]
["5030 113/3,0","Patchcord kat. 5e F/UTP LSOH 3m żółty","Patchcord RJ45-RJ45 kat. 5e F/UTP LSOH 3m żółty","szt.",6.55,"Cobi Cu kable krosowe",null,null,null,0.0]
["5030 013/7,5","Patchcord kat. 5e F/UTP LSOH 7,5m szary","Patchcord RJ45-RJ45 kat. 5e F/UTP LSOH 7,5m szary","szt.",23.39,"Cobi Cu kable krosowe",null,null,null,0.0]
["5030 881/0,5","Patchcord kat. 5e U/UTP LSOH 0,5m fioletowy","Patchcord RJ45-RJ45 kat. 5e U/UTP LSOH 0,5m fioletowy","szt.",2.18,"Cobi Cu kable krosowe",null,null,null,0.0]
["5030 111/0,5","Patchcord kat. 5e U/UTP LSOH 0,5m żółty","Patchcord RJ45-RJ45 kat. 5e U/UTP LSOH 0,5m żółty","szt.",2.19,"Cobi Cu kable krosowe",null,null,null,0.0]
["5030 111/1,5","Patchcord kat. 5e U/UTP LSOH 1,5m żółty","Patchcord RJ45-RJ45 kat. 5e U/UTP LSOH 1,5m żółty","szt.",3.59,"Cobi Cu kable krosowe",null,null,null,0.0]
["5030 221/10,0","Patchcord kat. 5e U/UTP LSOH 10m zielony","Patchcord RJ45-RJ45 kat. 5e U/UTP LSOH 10m zielony","szt.",12.14,"Cobi Cu kable krosowe",null,null,null,0.0]
["5030 331/15,0","Patchcord kat. 5e U/UTP LSOH 15m niebieski","Patchcord RJ45-RJ45 kat. 5e U/UTP LSOH 15m niebieski","szt.",16.74,"Cobi Cu kable krosowe",null,null,null,0.0]
["5030 771/1,0","Patchcord kat. 5e U/UTP LSOH 1m pomarańczowy","Patchcord RJ45-RJ45 kat. 5e U/UTP LSOH 1m pomarańczowy","szt.",2.39,"Cobi Cu kable krosowe",null,null,null,0.0]
["5030 001/20,0","Patchcord kat. 5e U/UTP LSOH 20m szary","Patchcord RJ45-RJ45 kat. 5e U/UTP LSOH 20m szary","szt.",25.32,"Cobi Cu kable krosowe",null,null,null,0.0]
["5030 221/20,0","Patchcord kat. 5e U/UTP LSOH 20m zielony","Patchcord RJ45-RJ45 kat. 5e U/UTP LSOH 20m zielony","szt.",21.48,"Cobi Cu kable krosowe",null,null,null,0.0]
["5030 001/2,0","Patchcord kat. 5e U/UTP LSOH 2m szary","Patchcord RJ45-RJ45 kat. 5e U/UTP LSOH 2m szary","szt.",0.0,"Cobi Cu kable krosowe",null,null,null,0.0]
["5030 001/30,0","Patchcord kat. 5e U/UTP LSOH 30m szary","Patchcord RJ45-RJ45 kat. 5e U/UTP LSOH 30m szary","szt.",37.03,"Cobi Cu kable krosowe",null,null,null,0.0]
["5030 111/3,0","Patchcord kat. 5e U/UTP LSOH 3m żółty","Patchcord RJ45-RJ45 kat. 5e U/UTP LSOH 3m żółty","szt.",2.67,"Cobi Cu kable krosowe",null,null,null,0.0]
["5030 331/5,0","Patchcord kat. 5e U/UTP LSOH 5m niebieski","Patchcord RJ45-RJ45 kat. 5e U/UTP LSOH 5m niebieski","szt.",6.0,"Cobi Cu kable krosowe",null,null,null,0.0]
["5030 551/7,5","Patchcord kat. 5e U/UTP LSOH 7,5m czerwony","Patchcord RJ45-RJ45 kat. 5e U/UTP LSOH 7,5m czerwony","szt.",9.41,"Cobi Cu kable krosowe",null,null,null,0.0]
["C14-5030-0,25","Patchcord kat. 5e U/UTP PVC 0,25m niebieski","Patchcord CobiCabling RJ45-RJ45 kat. 5e U/UTP PVC 0,25m niebieski","szt.",6.48,"Cobi Cu kable krosowe",null,null,null,0.0]
["C14-5040-0,5","Patchcord kat. 5e U/UTP PVC 0,5m czerwony","Patchcord CobiCabling RJ45-RJ45 kat. 5e U/UTP PVC 0,5m czerwony","szt.",3.84,"Cobi Cu kable krosowe",null,null,null,0.0]
["C14-5020-0,5","Patchcord kat. 5e U/UTP PVC 0,5m zielony","Patchcord CobiCabling RJ45-RJ45 kat. 5e U/UTP PVC 0,5m zielony","szt.",3.84,"Cobi Cu kable krosowe",null,null,null,0.0]
["C14-5010-1,5","Patchcord kat. 5e U/UTP PVC 1,5m żółty","Patchcord CobiCabling RJ45-RJ45 kat. 5e U/UTP PVC 1,5m żółty","szt.",11.12,"Cobi Cu kable krosowe",null,null,null,0.0]
["C14-5030-1,0","Patchcord kat. 5e U/UTP PVC 1m niebieski","Patchcord CobiCabling RJ45-RJ45 kat. 5e U/UTP PVC 1m niebieski","szt.",9.04,"Cobi Cu kable krosowe",null,null,null,0.0]
["C14-5040-2,0","Patchcord kat. 5e U/UTP PVC 2m czerwony","Patchcord CobiCabling RJ45-RJ45 kat. 5e U/UTP PVC 2m czerwony","szt.",7.12,"Cobi Cu kable krosowe",null,null,null,0.0]
["C14-5050-3,0","Patchcord kat. 5e U/UTP PVC 3m czarny","Patchcord CobiCabling RJ45-RJ45 kat. 5e U/UTP PVC 3m czarny","szt.",16.72,"Cobi Cu kable krosowe",null,null,null,0.0]
["C14-5040-3,0","Patchcord kat. 5e U/UTP PVC 3m czerwony","Patchcord CobiCabling RJ45-RJ45 kat. 5e U/UTP PVC 3m czerwony","szt.",16.72,"Cobi Cu kable krosowe",null,null,null,0.0]
["C14-5050-5,0","Patchcord kat. 5e U/UTP PVC 5m czarny","Patchcord CobiCabling RJ45-RJ45 kat. 5e U/UTP PVC 5m czarny","szt.",23.04,"Cobi Cu kable krosowe",null,null,null,0.0]
["C24-6100-0,25","Patchcord kat. 6 F/UTP LSOH 0,25m szary","Patchcord CobiCabling RJ45-RJ45 kat. 6 F/UTP LSOH 0,25m szary","szt.",10.6,"Cobi Cu kable krosowe",null,null,null,0.0]
["C24-6100-1,5","Patchcord kat. 6 F/UTP LSOH 1,5m szary","Patchcord CobiCabling RJ45-RJ45 kat. 6 F/UTP LSOH 1,5m szary","szt.",17.24,"Cobi Cu kable krosowe",null,null,null,0.0]
["C24-6100-3,0","Patchcord kat. 6 F/UTP LSOH 3m szary","Patchcord CobiCabling RJ45-RJ45 kat. 6 F/UTP LSOH 3m szary","szt.",24.92,"Cobi Cu kable krosowe",null,null,null,0.0]
["5030 660/0,25","Patchcord kat. 6 S/FTP LSOH 0,25m szary","Patchcord RJ45-RJ45 kat. 6 S/FTP LSOH 0,25m szary","szt.",0.0,"Cobi Cu kable krosowe",null,null,null,0.0]
["5030 665/0,5","Patchcord kat. 6 S/FTP LSOH 0,5m czerwony","Patchcord RJ45-RJ45 kat. 6 S/FTP LSOH 0,5m czerwony","szt.",5.91,"Cobi Cu kable krosowe",null,null,null,0.0]
["5030 664/1,5","Patchcord kat. 6 S/FTP LSOH 1,5m czarny","Patchcord RJ45-RJ45 kat. 6 S/FTP LSOH 1,5m czarny","szt.",8.95,"Cobi Cu kable krosowe",null,null,null,0.0]
["5030 664/10,0","Patchcord kat. 6 S/FTP LSOH 10m czarny","Patchcord RJ45-RJ45 kat. 6 S/FTP LSOH 10m czarny","szt.",34.06,"Cobi Cu kable krosowe",null,null,null,0.0]
["5030 664/15,0","Patchcord kat. 6 S/FTP LSOH 15m czarny","Patchcord RJ45-RJ45 kat. 6 S/FTP LSOH 15m czarny","szt.",47.54,"Cobi Cu kable krosowe",null,null,null,0.0]
["5030 663/1,0","Patchcord kat. 6 S/FTP LSOH 1m niebieski","Patchcord RJ45-RJ45 kat. 6 S/FTP LSOH 1m niebieski","szt.",6.21,"Cobi Cu kable krosowe",null,null,null,0.0]
["5030 662/20,0","Patchcord kat. 6 S/FTP LSOH 20m zielony","Patchcord RJ45-RJ45 kat. 6 S/FTP LSOH 20m zielony","szt.",62.03,"Cobi Cu kable krosowe",null,null,null,0.0]
["5030 662/25,0","Patchcord kat. 6 S/FTP LSOH 25m zielony","Patchcord RJ45-RJ45 kat. 6 S/FTP LSOH 25m zielony","szt.",75.56,"Cobi Cu kable krosowe",null,null,null,0.0]
["5030 663/2,0","Patchcord kat. 6 S/FTP LSOH 2m niebieski","Patchcord RJ45-RJ45 kat. 6 S/FTP LSOH 2m niebieski","szt.",8.79,"Cobi Cu kable krosowe",null,null,null,0.0]
["5030 660/30,0","Patchcord kat. 6 S/FTP LSOH 30m szary","Patchcord RJ45-RJ45 kat. 6 S/FTP LSOH 30m szary","szt.",115.62,"Cobi Cu kable krosowe",null,null,null,0.0]
["5030 660/3,0","Patchcord kat. 6 S/FTP LSOH 3m szary","Patchcord RJ45-RJ45 kat. 6 S/FTP LSOH 3m szary","szt.",10.86,"Cobi Cu kable krosowe",null,null,null,0.0]
["5030 660/5,0","Patchcord kat. 6 S/FTP LSOH 5m szary","Patchcord RJ45-RJ45 kat. 6 S/FTP LSOH 5m szary","szt.",17.27,"Cobi Cu kable krosowe",null,null,null,0.0]
["5030 604/0,25","Patchcord kat. 6 U/UTP LSOH 0,25m czarny","Patchcord RJ45-RJ45 kat. 6 U/UTP LSOH 0,25m zarny ","szt.",0.0,"Cobi Cu kable krosowe",null,null,null,0.0]
["5030 602/0,25","Patchcord kat. 6 U/UTP LSOH 0,25m zielony","Patchcord RJ45-RJ45 kat. 6 U/UTP LSOH 0,25m zielony","szt.",3.36,"Cobi Cu kable krosowe",null,null,null,0.0]
["5030 600/0,5","Patchcord kat. 6 U/UTP LSOH 0,5m szary","Patchcord RJ45-RJ45 kat. 6 U/UTP LSOH 0,5m szary","szt.",5.76,"Cobi Cu kable krosowe",null,null,null,0.0]
["5030 603/1,5","Patchcord kat. 6 U/UTP LSOH 1,5m niebieski","Patchcord RJ45-RJ45 kat. 6 U/UTP LSOH 1,5m niebieski","szt.",5.2,"Cobi Cu kable krosowe",null,null,null,0.0]
["5030 605/10,0","Patchcord kat. 6 U/UTP LSOH 10m czerwony","Patchcord RJ45-RJ45 kat. 6 U/UTP LSOH 10m czerwony","szt.",17.07,"Cobi Cu kable krosowe",null,null,null,0.0]
["C14-6100-15,0","Patchcord kat. 6 U/UTP LSOH 15,0m szary","Patchcord CobiCabling RJ45-RJ45 kat. 6 U/UTP LSOH 15,0m szary","szt.",72.08,"Cobi Cu kable krosowe",null,null,null,0.0]
["5030 603/15,0","Patchcord kat. 6 U/UTP LSOH 15m niebieski","Patchcord RJ45-RJ45 kat. 6 U/UTP LSOH 15m niebieski","szt.",26.36,"Cobi Cu kable krosowe",null,null,null,0.0]
["5030 601/1,0","Patchcord kat. 6 U/UTP LSOH 1m żółty","Patchcord RJ45-RJ45 kat. 6 U/UTP LSOH 1m żółty","szt.",4.88,"Cobi Cu kable krosowe",null,null,null,0.0]
["5030 602/20,0","Patchcord kat. 6 U/UTP LSOH 20m zielony","Patchcord RJ45-RJ45 kat. 6 U/UTP LSOH 20m zielony","szt.",33.53,"Cobi Cu kable krosowe",null,null,null,0.0]
["5030 603/2,0","Patchcord kat. 6 U/UTP LSOH 2m niebieski","Patchcord RJ45-RJ45 kat. 6 U/UTP LSOH 2m niebieski","szt.",8.05,"Cobi Cu kable krosowe",null,null,null,0.0]
["5030 600/2,0","Patchcord kat. 6 U/UTP LSOH 2m szary","Patchcord RJ45-RJ45 kat. 6 U/UTP LSOH 2m szary","szt.",10.08,"Cobi Cu kable krosowe",null,null,null,0.0]
["5030 600/30,0","Patchcord kat. 6 U/UTP LSOH 30m szary","Patchcord RJ45-RJ45 kat. 6 U/UTP LSOH 30m szary","szt.",48.21,"Cobi Cu kable krosowe",null,null,null,0.0]
["C14-6100-3,0","Patchcord kat. 6 U/UTP LSOH 3m szary","Patchcord CobiCabling RJ45-RJ45 kat. 6 U/UTP LSOH 3m szary","szt.",19.8,"Cobi Cu kable krosowe",null,null,null,0.0]
["5030 601/5,0","Patchcord kat. 6 U/UTP LSOH 5m żółty","Patchcord RJ45-RJ45 kat. 6 U/UTP LSOH 5m żółty","szt.",10.67,"Cobi Cu kable krosowe",null,null,null,0.0]
["5030 605/7,5","Patchcord kat. 6 U/UTP LSOH 7,5m czerwony","Patchcord RJ45-RJ45 kat. 6 U/UTP LSOH 7,5m czerwony","szt.",12.83,"Cobi Cu kable krosowe",null,null,null,0.0]
["5030 680/1,5","Patchcord kat. 6A S/FTP LSOH  1,5m szary ","Patchcord RJ45-RJ45 kat. 6A S/FTP LSOH 1,5m szary ","szt.",13.41,"Cobi Cu kable krosowe",null,null,null,0.0]
["C24-1140-0,25","Patchcord kat. 6A S/FTP LSOH 0,25m czerwony","Patchcord CobiCabling RJ45-RJ45 kat. 6A S/FTP LSOH 0,25m czerwony","szt.",11.44,"Cobi Cu kable krosowe",null,null,null,0.0]
["5030 681/0,25","Patchcord kat. 6A S/FTP LSOH 0,25m żółty","Patchcord RJ45-RJ45 kat. 6A S/FTP LSOH 0,25m żółty ","szt.",8.05,"Cobi Cu kable krosowe",null,null,null,0.0]
["5030 685/0,5","Patchcord kat. 6A S/FTP LSOH 0,5m czerwony ","Patchcord RJ45-RJ45 kat. 6A S/FTP LSOH 0,5m czerwony ","szt.",8.33,"Cobi Cu kable krosowe",null,null,null,0.0]
["5030 682/0,5","Patchcord kat. 6A S/FTP LSOH 0,5m zielony","Patchcord RJ45-RJ45 kat. 6A S/FTP LSOH 0,5m zielony","szt.",8.79,"Cobi Cu kable krosowe",null,null,null,0.0]
["C24-1150-1,5","Patchcord kat. 6A S/FTP LSOH 1,5m czarny","Patchcord CobiCabling RJ45-RJ45 kat. 6A S/FTP LSOH 1,5m czarny","szt.",18.96,"Cobi Cu kable krosowe",null,null,null,0.0]
["5030 681/1,5","Patchcord kat. 6A S/FTP LSOH 1,5m żółty","Patchcord RJ45-RJ45 kat. 6A S/FTP LSOH 1,5m żółty ","szt.",13.27,"Cobi Cu kable krosowe",null,null,null,0.0]
["5030 683/10,0","Patchcord kat. 6A S/FTP LSOH 10m niebieski","Patchcord RJ45-RJ45 kat. 6A S/FTP LSOH 10m niebieski","szt.",0.0,"Cobi Cu kable krosowe",null,null,null,0.0]
["5030 682/10,0","Patchcord kat. 6A S/FTP LSOH 10m zielony","Patchcord RJ45-RJ45 kat. 6A S/FTP LSOH 10m zielony","szt.",59.48,"Cobi Cu kable krosowe",null,null,null,0.0]
["C24-1100-15,0","Patchcord kat. 6A S/FTP LSOH 15,0m szary","Patchcord CobiCabling RJ45-RJ45 kat. 6A S/FTP LSOH 15,0m szary","szt.",99.76,"Cobi Cu kable krosowe",null,null,null,0.0]
["C24-1120-15,0","Patchcord kat. 6A S/FTP LSOH 15m zielony","Patchcord CobiCabling RJ45-RJ45 kat. 6A S/FTP LSOH 15m zielony","szt.",0.0,"Cobi Cu kable krosowe",null,null,null,0.0]
["5030 685/1,0","Patchcord kat. 6A S/FTP LSOH 1m czerwony ","Patchcord RJ45-RJ45 kat. 6A S/FTP LSOH 1m czerwony ","szt.",10.37,"Cobi Cu kable krosowe",null,null,null,0.0]
["5030 682/1,0","Patchcord kat. 6A S/FTP LSOH 1m zielony","Patchcord RJ45-RJ45 kat. 6A S/FTP LSOH 1m zielony","szt.",10.83,"Cobi Cu kable krosowe",null,null,null,0.0]
["5030 680/20,0","Patchcord kat. 6A S/FTP LSOH 20m szary","Patchcord RJ45-RJ45 kat. 6A S/FTP LSOH 20m szary","szt.",107.46,"Cobi Cu kable krosowe",null,null,null,0.0]
["C24-1140-2,0","Patchcord kat. 6A S/FTP LSOH 2m czerwony","Patchcord CobiCabling RJ45-RJ45 kat. 6A S/FTP LSOH 2m czerwony","szt.",21.68,"Cobi Cu kable krosowe",null,null,null,0.0]
["C24-1130-2,0","Patchcord kat. 6A S/FTP LSOH 2m niebieski","Patchcord CobiCabling RJ45-RJ45 kat. 6A S/FTP LSOH 2m niebieski","szt.",21.68,"Cobi Cu kable krosowe",null,null,null,0.0]
["5030 680/30,0","Patchcord kat. 6A S/FTP LSOH 30m szary","Patchcord RJ45-RJ45 kat. 6A S/FTP LSOH 30m szary","szt.",0.0,"Cobi Cu kable krosowe",null,null,null,0.0]
["C24-1130-3,0","Patchcord kat. 6A S/FTP LSOH 3m niebieski","Patchcord CobiCabling RJ45-RJ45 kat. 6A S/FTP LSOH 3m niebieski","szt.",27.52,"Cobi Cu kable krosowe",null,null,null,0.0]
["C24-1150-5,0","Patchcord kat. 6A S/FTP LSOH 5m czarny","Patchcord CobiCabling RJ45-RJ45 kat. 6A S/FTP LSOH 5m czarny","szt.",38.6,"Cobi Cu kable krosowe",null,null,null,0.0]
["5030 685/5,0","Patchcord kat. 6A S/FTP LSOH 5m czerwony","Patchcord RJ45-RJ45 kat. 6A S/FTP LSOH 5m czerwony","szt.",25.25,"Cobi Cu kable krosowe",null,null,null,0.0]
["5030 681/5,0","Patchcord kat. 6A S/FTP LSOH 5m żółty","Patchcord RJ45-RJ45 kat. 6A S/FTP LSOH 5m żółty","szt.",25.25,"Cobi Cu kable krosowe",null,null,null,0.0]
["C24-1110-5,0","Patchcord kat. 6A S/FTP LSOH 5m żółty","Patchcord CobiCabling RJ45-RJ45 kat. 6A S/FTP LSOH 5m żółty","szt.",38.6,"Cobi Cu kable krosowe",null,null,null,0.0]
["C14-1120-0,25","Patchcord kat. 6A U/UTP LSOH 0,25m zielony","Patchcord CobiCabling RJ45-RJ45 kat. 6A U/UTP LSOH 0,25m zielony","szt.",8.72,"Cobi Cu kable krosowe",null,null,null,0.0]
["C14-1150-0,5","Patchcord kat. 6A U/UTP LSOH 0,5m czarny","Patchcord CobiCabling RJ45-RJ45 kat. 6A U/UTP LSOH 0,5m czarny","szt.",9.72,"Cobi Cu kable krosowe",null,null,null,0.0]
["C14-1110-0,5","Patchcord kat. 6A U/UTP LSOH 0,5m żółty","Patchcord CobiCabling RJ45-RJ45 kat. 6A U/UTP LSOH 0,5m żółty","szt.",9.72,"Cobi Cu kable krosowe",null,null,null,0.0]
["C14-1120-1,5","Patchcord kat. 6A U/UTP LSOH 1,5m zielony","Patchcord CobiCabling RJ45-RJ45 kat. 6A U/UTP LSOH 1,5m zielony","szt.",14.52,"Cobi Cu kable krosowe",null,null,null,0.0]
["C14-1100-1,0","Patchcord kat. 6A U/UTP LSOH 1m szary","Patchcord CobiCabling RJ45-RJ45 kat. 6A U/UTP LSOH 1m szary","szt.",11.96,"Cobi Cu kable krosowe",null,null,null,0.0]
["C14-1150-2,0","Patchcord kat. 6A U/UTP LSOH 2m czarny","Patchcord CobiCabling RJ45-RJ45 kat. 6A U/UTP LSOH 2m czarny","szt.",16.72,"Cobi Cu kable krosowe",null,null,null,0.0]
["C14-1110-2,0","Patchcord kat. 6A U/UTP LSOH 2m żółty","Patchcord CobiCabling RJ45-RJ45 kat. 6A U/UTP LSOH 2m żółty","szt.",16.72,"Cobi Cu kable krosowe",null,null,null,0.0]
["C14-1120-3,0","Patchcord kat. 6A U/UTP LSOH 3m zielony","Patchcord CobiCabling RJ45-RJ45 kat. 6A U/UTP LSOH 3m zielony","szt.",21.52,"Cobi Cu kable krosowe",null,null,null,0.0]
["C14-1100-5,0","Patchcord kat. 6A U/UTP LSOH 5m szary","Patchcord CobiCabling RJ45-RJ45 kat. 6A U/UTP LSOH 5m szary","szt.",30.4,"Cobi Cu kable krosowe",null,null,null,0.0]
["9299 928/10,0/2APC","Patchcord LC/APC-SC/APC, 9/125 µm  duplex, SM 10,0","Patchcord LC/APC-SC/APC, 9/125 µm  duplex, jednomodowy, 10,0m","szt.",90.89,"Cobi FO pigtaile i patchcordy",null,null,null,0.0]
["F23-2330-3","Patchcord LC/PC-LC/PC dx MM OM3 LSOH 3m","Patchcord CobiCabling LC/PC-LC/PC wielomodowy OM3 duplex LSOH 3m","szt.",46.0,"Cobi FO pigtaile i patchcordy",null,null,null,0.0]
["F24-2330-3","Patchcord LC/PC-LC/PC dx MM OM4 LSOH 3m","Patchcord CobiCabling LC/PC-LC/PC wielomodowy OM4 duplex LSOH 3m","szt.",35.4,"Cobi FO pigtaile i patchcordy",null,null,null,0.0]
["F24-2330-7","Patchcord LC/PC-LC/PC dx MM OM4 LSOH 7m","Patchcord CobiCabling LC/PC-LC/PC wielomodowy OM4 duplex LSOH 7m","szt.",59.44,"Cobi FO pigtaile i patchcordy",null,null,null,0.0]
["9299 928/15,0/APC","Patchcord LC/PC-SC/APC, 9/125 µm  duplex, SM 15,0m","Patchcord LC/PC-SC/APC, 9/125 µm  duplex, jednomodowy, 15,0m","szt.",107.91,"Cobi FO pigtaile i patchcordy",null,null,null,0.0]
["F23-2330-2","Patchcord LC-LC wielomodowy OM3 duplex 2m","Patchcord LC-LC wielomodowy 50/125 OM3 LSOH 2m","szt.",17.43,"Cobi FO osprzęt",null,null,null,0.0]
["9259 928/1,0/OM3","Patchcord LC-LC, 50/125 µm duplex, 1,0m, OM3","Patchcord LC-LC, 50/125 µm duplex, wielomodowy, 1,0m, OM3","szt.",40.02,"Cobi FO pigtaile i patchcordy",null,null,null,0.0]
["9259 928/2,2/OM3","Patchcord LC-LC, 50/125 µm duplex, 2,2m, OM3","Patchcord LC-LC, 50/125 µm duplex, wielomodowy, 2,2m, OM3","szt.",42.18,"Cobi FO pigtaile i patchcordy",null,null,null,0.0]
["9259 928/16,0/OM4","Patchcord LC-LC, 50/125 µm duplex, MM 16,0m, OM4","Patchcord LC-LC, 50/125 µm duplex, wielomodowy, 16,0m, OM4","szt.",163.66,"Cobi FO pigtaile i patchcordy",null,null,null,0.0]
["9259 928/4,0/OM4","Patchcord LC-LC, 50/125 µm duplex, MM 4,0m, OM4","Patchcord LC-LC, 50/125 µm duplex, wielomodowy, 4,0m, OM4","szt.",57.96,"Cobi FO pigtaile i patchcordy",null,null,null,0.0]
["9259 928/0,3/OM3","Patchcord LC-LC, 50/125 µm duplex, MM, 0,3m, OM3","Patchcord LC-LC, 50/125 µm duplex, wielomodowy, 0,3m, OM3","szt.",40.25,"Cobi FO pigtaile i patchcordy",null,null,null,0.0]
["9259 928/120,0","Patchcord LC-LC, 50/125 µm duplex, MM, 120,0m","Patchcord LC-LC, 50/125 µm duplex, wielomodowy, 120,0m ","szt.",425.48,"Cobi FO pigtaile i patchcordy",null,null,null,0.0]
["9259 928/20,0/OM3","Patchcord LC-LC, 50/125 µm duplex, MM, 20,0m, OM3","Patchcord LC-LC, 50/125 µm duplex, wielomodowy, 20,0m, OM3 ","szt.",108.1,"Cobi FO pigtaile i patchcordy",null,null,null,0.0]
["9259 928/30,0/OM3","Patchcord LC-LC, 50/125 µm duplex, MM, 30,0 m,OM3","Patchcord LC-LC, 50/125 µm duplex, wielomodowy, 30,0 m, OM3","szt.",149.49,"Cobi FO pigtaile i patchcordy",null,null,null,0.0]
["9259 928/7,0/OM3","Patchcord LC-LC, 50/125 µm duplex, MM, 7,0m, OM3","Patchcord LC-LC, 50/125 µm duplex, wielomodowy, 7,0m, OM3 ","szt.",60.86,"Cobi FO pigtaile i patchcordy",null,null,null,0.0]
["9259 928/2,0","Patchcord LC-LC, 50/125 µm duplex, wielomodowy","Patchcord LC-LC, 50/125 µm duplex, wielomodowy, 2,0m","szt.",15.66,"Cobi FO pigtaile i patchcordy",null,null,null,0.0]
["9259 928/4,0/OM3","Patchcord LC-LC, 50/125 µm duplex, wielomodowy","Patchcord LC-LC, 50/125 µm duplex, wielomodowy, 4,0m, OM3","szt.",55.66,"Cobi FO pigtaile i patchcordy",null,null,null,0.0]
["9259 928/10,0/OM3","Patchcord LC-LC, 50/125 dx, wielomodowy, 10,0m OM3","Patchcord LC-LC, 50/125 µm duplex, wielomodowy, 10,0m, OM3 ","szt.",71.48,"Cobi FO pigtaile i patchcordy",null,null,null,0.0]
["9259 928/70,0/OM3","Patchcord LC-LC, 50/125 dx, wielomodowy, 70,0m OM3","Patchcord LC-LC, 50/125 µm duplex, wielomodowy, 70,0m, OM3 ","szt.",349.59,"Cobi FO pigtaile i patchcordy",null,null,null,0.0]
["9299 928/3,0/APC","Patchcord LC-LC, 9/125 µm APC duplex, 3,0m","Patchcord LC-LC, 9/125 µm APC duplex, jednomodowy, 3,0m","szt.",0.0,"Cobi FO pigtaile i patchcordy",null,null,null,0.0]
["9299 928/40,0","Patchcord LC-LC, 9/125 µm duplex, jednomodowy","Patchcord LC-LC, 9/125 µm duplex, jednomodowy, 40,0m","szt.",156.39,"Cobi FO pigtaile i patchcordy",null,null,null,0.0]
["9299 928/16,0","Patchcord LC-LC, 9/125 µm duplex, jednomodowy,16,0","Patchcord LC-LC, 9/125 µm duplex, jednomodowy, 16,0m ","szt.",81.14,"Cobi FO pigtaile i patchcordy",null,null,null,0.0]
["9299 928/0,3","Patchcord LC-LC, 9/125 µm dx, jednomodowy, 0,3m","Patchcord LC-LC, 9/125 µm duplex, jednomodowy, 0,3m ","szt.",46.18,"Cobi FO pigtaile i patchcordy",null,null,null,0.0]
["9299 928/50,0","Patchcord LC-LC, 9/125 µm dx, jednomodowy, 50,0m","Patchcord LC-LC, 9/125 µm duplex, jednomodowy, 50,0m ","szt.",172.4,"Cobi FO pigtaile i patchcordy",null,null,null,0.0]
["9259 828/5,0/OM3","Patchcord LC-MTRJ, 50/125 µm duplex, 5,0m, OM3","Patchcord LC-MTRJ, 50/125 µm duplex, wielomodowy, 5,0m, OM3","szt.",0.0,"Cobi FO pigtaile i patchcordy",null,null,null,0.0]
["9259 828/3,0/OM3","Patchcord LC-MTRJ, 50/125 µm duplex, MM, 3,0m, OM3","Patchcord LC-MTRJ, 50/125 µm duplex, wielomodowy, 3,0m, OM3 ","szt.",60.76,"Cobi FO pigtaile i patchcordy",null,null,null,0.0]
["9258 828/3,0","Patchcord MTRJ-MTRJ, 50/125 µm duplex, wielomodowy","Patchcord MTRJ-MTRJ, 50/125 µm duplex, wielomodowy, 3,0m","szt.",0.0,"Cobi FO pigtaile i patchcordy",null,null,null,0.0]
["9268 828/5,0","Patchcord MTRJ-MTRJ, 62,5/125 µm duplex","Patchcord MTRJ-MTRJ, 62,5/125 µm duplex, wielomodowy, 5,0m","szt.",0.0,"Cobi FO pigtaile i patchcordy",null,null,null,0.0]
["9292 928/5,0/APC","Patchcord SC/APC-LC, 9/125 µm duplex, SM, 5,0","Patchcord SC/APC-LC, 9/125 µm duplex, jednomodowy, 5,0m","szt.",0.0,"Cobi FO pigtaile i patchcordy",null,null,null,0.0]
["9292 928/7,0/APC","Patchcord SC/APC-LC, 9/125 µm duplex, SM, 7,0","Patchcord SC/APC-LC, 9/125 µm duplex, jednomodowy, 7,0m ","szt.",77.02,"Cobi FO pigtaile i patchcordy",null,null,null,0.0]
["9292 228/15,0/APC","Patchcord SC/APC-SC, 9/125 µm dx, SM, 15,0m","Patchcord SC/APC-SC, 9/125 µm duplex, jednomodowy, 15,0m","szt.",75.9,"Cobi FO pigtaile i patchcordy",null,null,null,0.0]
["F21-2220-3","Patchcord SC/APC-SC/APC SM OS2 dx LSOH 3m","Patchcord CobiCabling SC/APC-SC/APC jednomodowy OS2 duplex LSOH 3m","szt.",39.6,"Cobi FO pigtaile i patchcordy",null,null,null,0.0]
["F24-2130-1","Patchcord SC/PC-LC/PC MM OM4 dx LSOH 1m","Patchcord CobiCabling SC/PC-LC/PC wielomodowy OM4 duplex LSOH 1m","szt.",32.56,"Cobi FO pigtaile i patchcordy",null,null,null,0.0]
["F22-2110-3","Patchcord SC/PC-SC/PC MM OM2 dx LSOH 3m","Patchcord CobiCabling SC/PC-SC/PC wielomodowy OM2 duplex LSOH 3m","szt.",34.44,"Cobi FO pigtaile i patchcordy",null,null,null,0.0]
["F21-2110-2","Patchcord SC/PC-SC/PC SM OS2 dx LSOH 2m","Patchcord CobiCabling SC/PC-SC/PC jednomodowy OS2 duplex LSOH 2m","szt.",0.0,"Cobi FO pigtaile i patchcordy",null,null,null,0.0]
["9292 928/1,0","Patchcord SC-LC, 09/125µm duplex, jednomodowy 1,0M","Patchcord SC-LC, 09/125µm duplex, jednomodowy 1,0M  ","szt.",48.53,"Cobi FO pigtaile i patchcordy",null,null,null,0.0]
["9252 928/1,0/OM4","Patchcord SC-LC, 50/125 µm duplex, MM, 1,0m OM4","Patchcord SC-LC, 50/125 µm duplex, wielomodowy, 1,0m, OM4","szt.",44.76,"Cobi FO pigtaile i patchcordy",null,null,null,0.0]
["9252 928/12,0/OM3","Patchcord SC-LC, 50/125 µm duplex, MM, 12,0m OM3","Patchcord SC-LC, 50/125 µm duplex, wielomodowy, 12,0m, OM3","szt.",86.29,"Cobi FO pigtaile i patchcordy",null,null,null,0.0]
["9252 928/2,0","Patchcord SC-LC, 50/125 µm duplex, wielomodowy","Patchcord SC-LC, 50/125 µm duplex, wielomodowy, 2,0m","szt.",15.66,"Cobi FO pigtaile i patchcordy",null,null,null,0.0]
["9262 928/10,0","Patchcord SC-LC, 62,5/125 µm duplex, MM, 10,0m","Patchcord SC-LC, 62,5/125 µm duplex, wielomodowy, 10,0m","szt.",82.8,"Cobi FO pigtaile i patchcordy",null,null,null,0.0]
["9292 928/3,0","Patchcord SC-LC, 9/125 µm duplex, jednomodowy","Patchcord SC-LC, 9/125 µm duplex, jednomodowy, 3,0m","szt.",52.67,"Cobi FO pigtaile i patchcordy",null,null,null,0.0]
["9292 928/4,0","Patchcord SC-LC, 9/125 µm duplex, jednomodowy, 4,0","Patchcord SC-LC, 9/125 µm duplex, jednomodowy, 4,0m ","szt.",57.5,"Cobi FO pigtaile i patchcordy",null,null,null,0.0]
["9292 928/10,0","Patchcord SC-LC, 9/125 µm dx, jednomodowy, 10,0m","Patchcord SC-LC, 9/125 µm duplex, jednomodowy, 10,0m ","szt.",66.47,"Cobi FO pigtaile i patchcordy",null,null,null,0.0]
["9292 928/6,0","Patchcord SC-LC, 9/125 µm dx, jednomodowy, 6,0","Patchcord SC-LC, 9/125 µm duplex, jednomodowy, 6,0m ","szt.",59.8,"Cobi FO pigtaile i patchcordy",null,null,null,0.0]
["9262 828/3,0","Patchcord SC-MTRJ, 62,5/125 µm duplex, wielomodowy","Patchcord SC-MTRJ, 62,5/125 µm duplex, wielomodowy, 3,0m","szt.",0.0,"Cobi FO pigtaile i patchcordy",null,null,null,0.0]
["9252 228/15,0/OM3","Patchcord SC-SC, 50/125 µm duplex, MM, 15,0m OM3","Patchcord SC-SC, 50/125 µm duplex, wielomodowy, 15,0m, OM3","szt.",99.36,"Cobi FO pigtaile i patchcordy",null,null,null,0.0]
["9252 228/10,0","Patchcord SC-SC, 50/125 µm duplex, wielomodowy","Patchcord SC-SC, 50/125 µm duplex, wielomodowy, 10,0m","szt.",62.79,"Cobi FO pigtaile i patchcordy",null,null,null,0.0]
["9252 228/4,0","Patchcord SC-SC, 50/125 µm duplex, wielomodowy","Patchcord SC-SC, 50/125 µm duplex, wielomodowy, 4,0m","szt.",42.55,"Cobi FO pigtaile i patchcordy",null,null,null,0.0]
["9252 228/5,0/OM3","Patchcord SC-SC, 50/125 µm duplex, wielomodowy","Patchcord SC-SC, 50/125 µm duplex, wielomodowy, 5,0m, OM3","szt.",53.77,"Cobi FO pigtaile i patchcordy",null,null,null,0.0]
["9252 218/3,0","Patchcord SC-SC, 50/125 µm simplex, wielomodowy","Patchcord SC-SC, 50/125 µm simplex, wielomodowy, 3,0m","szt.",0.0,"Cobi FO pigtaile i patchcordy",null,null,null,0.0]
["9262 218/3,0","Patchcord SC-SC, 62,5/125 µm simplex, wielomodowy","Patchcord SC-SC, 62,5/125 µm simplex, wielomodowy, 3,0m","szt.",24.72,"Cobi FO pigtaile i patchcordy",null,null,null,0.0]
["9292 218/3,0/APC","Patchcord SC-SC, 9/125 µm APC simplex, 3,0m","Patchcord SC-SC, 9/125 µm APC simplex, jednomodowy, 3,0m","szt.",0.0,"Cobi FO pigtaile i patchcordy",null,null,null,0.0]
["9292 228/5,0","Patchcord SC-SC, 9/125 µm PC duplex, jednomodowy","Patchcord SC-SC, 9/125 µm PC duplex, jednomodowy, 5,0m","szt.",56.35,"Cobi FO pigtaile i patchcordy",null,null,null,0.0]
["9292 228/25,0","Patchcord SC-SC, 9/125 µm PC duplex,25,0m","Patchcord SC-SC, 9/125 µm PC duplex, jednomodowy, 25,0m","szt.",109.71,"Cobi FO pigtaile i patchcordy",null,null,null,0.0]
["9292 218/10,0","Patchcord SC-SC, 9/125 µm PC simplex, 10,0m","Patchcord SC-SC, 9/125 µm PC simplex, jednomodowy, 10,0m","szt.",33.58,"Cobi FO pigtaile i patchcordy",null,null,null,0.0]
["9292 218/5,0","Patchcord SC-SC, 9/125 µm PC simplex, jednomodowy","Patchcord SC-SC, 9/125 µm PC simplex, jednomodowy, 5,0m","szt.",29.9,"Cobi FO pigtaile i patchcordy",null,null,null,0.0]
["9292 218/2,5","Patchcord SC-SC, 9/125 µm PC simplex, SM 2,5m","Patchcord SC-SC, 9/125 µm PC simplex, jednomodowy, 2,5m","szt.",27.48,"Cobi FO pigtaile i patchcordy",null,null,null,0.0]
["9251 928/4,0/OM3","Patchcord ST-LC, 50/125 µm duplex, MM 4,0m, OM3","Patchcord ST-LC, 50/125 µm duplex, wielomodowy, 4,0m, OM3","szt.",49.24,"Cobi FO pigtaile i patchcordy",null,null,null,0.0]
["9251 928/1,0","Patchcord ST-LC, 50/125 µm duplex, wielomodowy 1,0","Patchcord ST-LC, 50/125 µm duplex, wielomodowy, 1,0m","szt.",41.74,"Cobi FO pigtaile i patchcordy",null,null,null,0.0]
["9261 928/2,0","Patchcord ST-LC, 62,5/125 µm duplex, wielomodowy","Patchcord ST-LC, 62,5/125 µm duplex, wielomodowy, 2,0m","szt.",59.57,"Cobi FO pigtaile i patchcordy",null,null,null,0.0]
["9291 928/3,0","Patchcord ST-LC, 9/125 µm duplex, jednomodowy","Patchcord ST-LC, 9/125 µm duplex, jednomodowy, 3,0m","szt.",50.64,"Cobi FO pigtaile i patchcordy",null,null,null,0.0]
["9251 828/3,0","Patchcord ST-MTRJ, 50/125 µm duplex, wielomodowy","Patchcord ST-MTRJ, 50/125 µm duplex, wielomodowy, 3,0m","szt.",0.0,"Cobi FO pigtaile i patchcordy",null,null,null,0.0]
["9251 228/10,0","Patchcord ST-SC, 50/125 µm duplex, MM 10,0m","Patchcord ST-SC, 50/125 µm duplex, wielomodowy, 10,0m","szt.",68.68,"Cobi FO pigtaile i patchcordy",null,null,null,0.0]
["9251 228/2,0/OM3","Patchcord ST-SC, 50/125 µm duplex, MM, 2,0m OM3","Patchcord ST-SC, 50/125 µm duplex, wielomodowy, 2,0m, OM3","szt.",42.78,"Cobi FO pigtaile i patchcordy",null,null,null,0.0]
["9251 228/5,0","Patchcord ST-SC, 50/125 µm duplex, wielomodowy","Patchcord ST-SC, 50/125 µm duplex, wielomodowy, 5,0m","szt.",0.0,"Cobi FO pigtaile i patchcordy",null,null,null,0.0]
["9251 218/5,0","Patchcord ST-SC, 50/125 µm simplex, wielomodowy","Patchcord ST-SC, 50/125 µm simplex, wielomodowy, 5,0m","szt.",0.0,"Cobi FO pigtaile i patchcordy",null,null,null,0.0]
["9261 218/3,0","Patchcord ST-SC, 62,5/125 µm simplex, wielomodowy","Patchcord ST-SC, 62,5/125 µm simplex, wielomodowy, 3,0m","szt.",0.0,"Cobi FO pigtaile i patchcordy",null,null,null,0.0]
["9291 228/50,0","Patchcord ST-SC, 9/125 µm PC duplex, jednomodowy","Patchcord ST-SC, 9/125 µm PC duplex, jednomodowy, 50,0m","szt.",209.29,"Cobi FO pigtaile i patchcordy",null,null,null,0.0]
["9291 228/10,0","Patchcord ST-SC, 9/125 µm PC duplex,10,0m","Patchcord ST-SC, 9/125 µm PC duplex, jednomodowy, 10,0m","szt.",66.01,"Cobi FO pigtaile i patchcordy",null,null,null,0.0]
["9251 128/2,5","Patchcord ST-ST, 50/125 µm duplex, MM, 2,5m","Patchcord ST-ST, 50/125 µm duplex, wielomodowy, 2,5m","szt.",48.3,"Cobi FO pigtaile i patchcordy",null,null,null,0.0]
["9251 128/5,0","Patchcord ST-ST, 50/125 µm duplex, wielomodowy","Patchcord ST-ST, 50/125 µm duplex, wielomodowy, 5,0m","szt.",47.15,"Cobi FO pigtaile i patchcordy",null,null,null,0.0]
["9261 128/2,0","Patchcord ST-ST, 62,5/125 µm duplex, wielomodowy","Patchcord ST-ST, 62,5/125 µm duplex, wielomodowy, 2,0m","szt.",36.8,"Cobi FO pigtaile i patchcordy",null,null,null,0.0]
["9261 118/3,0","Patchcord ST-ST, 62,5/125 µm simplex, wielomodowy","Patchcord ST-ST, 62,5/125 µm simplex, wielomodowy, 3,0m","szt.",0.0,"Cobi FO pigtaile i patchcordy",null,null,null,0.0]
["9291 118/2,0","Patchcord ST-ST, 9/125 µm simplex, jednomodowy","Patchcord ST-ST, 9/125 µm simplex, jednomodowy, 2,0m","szt.",27.6,"Cobi FO pigtaile i patchcordy",null,null,null,0.0]
["9251 128/1,0","Patchcord ST-ST,50/125 µm duplex, wielomodowy 1,0m","Patchcord ST-ST, 50/125 µm duplex, wielomodowy, 1,0m","szt.",59.8,"Cobi FO pigtaile i patchcordy",null,null,null,0.0]
["VC680/2,0","Patchcord VC LED S/FTP EA kat. 6A LSOH 2m szary","Patchcord RJ45-RJ45 VC LED S/FTP EA kat. 6A LSOH 2m szary","szt.",0.0,"Cobi Cu kable krosowe",null,null,null,0.0]
["S110P1-U4-02M","PC,1PR S110,RJ45,CAT5E,UTP,USOC,STR,CM,WHT,NO BOOT","PC,1PR S110,RJ45,CAT5E,UTP,USOC,STR,CM,WHT,NO BOOT,2M","szt.",0.0,"SIEMON",null,null,null,9.84]
["10GBPS-01M-02L","PC,BP RJ45, BP RJ45,6A,S/FTP T568A/B,STR,CM/LSOH1","PC,BP RJ45, BP RJ45,6A,S/FTP T568A/B,STR,CM/LSOH1,WHT,WHT,1M","szt.",0.0,"SIEMON",null,null,null,0.0]
["BP6-02M-01B","PC,BP RJ45,BP RJ45,6,UTP,T568A/B,STR,CMG,BLK,BLK,2","PC,BP RJ45,BP RJ45,6,UTP,T568A/B,STR,CMG,BLK,BLK,2F,BULK","szt.",0.0,"SIEMON",null,null,null,12.54]
["BP6-01M-06","PC,BP RJ45,BP RJ45,6,UTP,T568A/B,STR,CMG,BLU,BLU,1","PC,BP RJ45,BP RJ45,6,UTP,T568A/B,STR,CMG,BLU,BLU,1M","szt.",0.0,"SIEMON",null,null,null,11.72]
["BP6-02M-06B","PC,BP RJ45,BP RJ45,6,UTP,T568A/B,STR,CMG,BLU,BLU,2","PC,BP RJ45,BP RJ45,6,UTP,T568A/B,STR,CMG,BLU,BLU,2M,BULK","szt.",0.0,"SIEMON",null,null,null,12.54]
["BP6-03M-06","PC,BP RJ45,BP RJ45,6,UTP,T568A/B,STR,CMG,BLU,BLU,3","PC,BP RJ45,BP RJ45,6,UTP,T568A/B,STR,CMG,BLU,BLU,3M","szt.",0.0,"SIEMON",null,null,null,14.7]
["BP6-01M-07B","PC,BP RJ45,BP RJ45,6,UTP,T568A/B,STR,CMG,GRN,GRN,1","PC,BP RJ45,BP RJ45,6,UTP,T568A/B,STR,CMG,GRN,GRN,1F,BULK","szt.",0.0,"SIEMON",null,null,null,11.16]
["BP6-05M-07B","PC,BP RJ45,BP RJ45,6,UTP,T568A/B,STR,CMG,GRN,GRN,5","PC,BP RJ45,BP RJ45,6,UTP,T568A/B,STR,CMG,GRN,GRN,5M,BULK","szt.",0.0,"SIEMON",null,null,null,16.78]
["BP6-01M-04B","PC,BP RJ45,BP RJ45,6,UTP,T568A/B,STR,CMG,GRY,GRY,1","PC,BP RJ45,BP RJ45,6,UTP,T568A/B,STR,CMG,GRY,GRY,1F,BULK","szt.",0.0,"SIEMON",null,null,null,11.16]
["BP6-03M-04","PC,BP RJ45,BP RJ45,6,UTP,T568A/B,STR,CMG,GRY,GRY,3","PC,BP RJ45,BP RJ45,6,UTP,T568A/B,STR,CMG,GRY,GRY,3M","szt.",0.0,"SIEMON",null,null,null,14.7]
["BP6-1.5M-03","PC,BP RJ45,BP RJ45,6,UTP,T568A/B,STR,CMG,RED,RED,1","PC,BP RJ45,BP RJ45,6,UTP,T568A/B,STR,CMG,RED,RED,1.5M","szt.",0.0,"SIEMON",null,null,null,12.48]
["BP6-03M-03","PC,BP RJ45,BP RJ45,6,UTP,T568A/B,STR,CMG,RED,RED,3","PC,BP RJ45,BP RJ45,6,UTP,T568A/B,STR,CMG,RED,RED,3M","szt.",0.0,"SIEMON",null,null,null,14.7]
["BP6-1.5M-02","PC,BP RJ45,BP RJ45,6,UTP,T568A/B,STR,CMG,WHT,WHT,1","PC,BP RJ45,BP RJ45,6,UTP,T568A/B,STR,CMG,WHT,WHT,1.5M","szt.",0.0,"SIEMON",null,null,null,12.48]
["BP6-03M-02B","PC,BP RJ45,BP RJ45,6,UTP,T568A/B,STR,CMG,WHT,WHT,3","PC,BP RJ45,BP RJ45,6,UTP,T568A/B,STR,CMG,WHT,WHT,3M,BULK","szt.",0.0,"SIEMON",null,null,null,13.98]
["BP6-01M-05B","PC,BP RJ45,BP RJ45,6,UTP,T568A/B,STR,CMG,YEL,YEL,1","PC,BP RJ45,BP RJ45,6,UTP,T568A/B,STR,CMG,YEL,YEL,1F,BULK","szt.",0.0,"SIEMON",null,null,null,11.16]
["BP6-03M-05","PC,BP RJ45,BP RJ45,6,UTP,T568A/B,STR,CMG,YEL,YEL,3","PC,BP RJ45,BP RJ45,6,UTP,T568A/B,STR,CMG,YEL,YEL,3M","szt.",0.0,"SIEMON",null,null,null,14.7]
["BP6A-1.5M-01","PC,BP RJ45,BP RJ45,6A,UTP,T568A/B,STR,CM,BLK,BLK,1","PC,BP RJ45,BP RJ45,6A,UTP,T568A/B,STR,CM,BLK,BLK,1.5M","szt.",0.0,"SIEMON",null,null,null,21.66]
["BP6A-02M-01","PC,BP RJ45,BP RJ45,6A,UTP,T568A/B,STR,CM,BLK,BLK,2","PC,BP RJ45,BP RJ45,6A,UTP,T568A/B,STR,CM,BLK,BLK,2M","szt.",0.0,"SIEMON",null,null,null,23.08]
["BP6A-03M-01B","PC,BP RJ45,BP RJ45,6A,UTP,T568A/B,STR,CM,BLK,BLK,3","PC,BP RJ45,BP RJ45,6A,UTP,T568A/B,STR,CM,BLK,BLK,3M,BULK","szt.",0.0,"SIEMON",null,null,null,24.64]
["BP6A-1.5M-06","PC,BP RJ45,BP RJ45,6A,UTP,T568A/B,STR,CM,BLU,BLU,1","PC,BP RJ45,BP RJ45,6A,UTP,T568A/B,STR,CM,BLU,BLU,1.5M","szt.",0.0,"SIEMON",null,null,null,21.66]
["BP6A-03M-06B","PC,BP RJ45,BP RJ45,6A,UTP,T568A/B,STR,CM,BLU,BLU,3","PC,BP RJ45,BP RJ45,6A,UTP,T568A/B,STR,CM,BLU,BLU,3M,BULK","szt.",0.0,"SIEMON",null,null,null,24.64]
["BP6A-1.5M-07B","PC,BP RJ45,BP RJ45,6A,UTP,T568A/B,STR,CM,GRN,GRN,1","PC,BP RJ45,BP RJ45,6A,UTP,T568A/B,STR,CM,GRN,GRN,1.5M,BULK","szt.",0.0,"SIEMON",null,null,null,20.58]
["BP6A-03M-07B","PC,BP RJ45,BP RJ45,6A,UTP,T568A/B,STR,CM,GRN,GRN,3","PC,BP RJ45,BP RJ45,6A,UTP,T568A/B,STR,CM,GRN,GRN,3M,BULK","szt.",0.0,"SIEMON",null,null,null,24.64]
["BP6A-1.5M-04B","PC,BP RJ45,BP RJ45,6A,UTP,T568A/B,STR,CM,GRY,GRY,1","PC,BP RJ45,BP RJ45,6A,UTP,T568A/B,STR,CM,GRY,GRY,1.5M,BULK","szt.",0.0,"SIEMON",null,null,null,20.58]
["BP6A-03M-04B","PC,BP RJ45,BP RJ45,6A,UTP,T568A/B,STR,CM,GRY,GRY,3","PC,BP RJ45,BP RJ45,6A,UTP,T568A/B,STR,CM,GRY,GRY,3M,BULK","szt.",0.0,"SIEMON",null,null,null,24.64]
["BP6A-1.5M-03B","PC,BP RJ45,BP RJ45,6A,UTP,T568A/B,STR,CM,RED,RED,1","PC,BP RJ45,BP RJ45,6A,UTP,T568A/B,STR,CM,RED,RED,1.5M,BULK","szt.",0.0,"SIEMON",null,null,null,20.58]
["BP6A-05M-03B","PC,BP RJ45,BP RJ45,6A,UTP,T568A/B,STR,CM,RED,RED,5","PC,BP RJ45,BP RJ45,6A,UTP,T568A/B,STR,CM,RED,RED,5M,BULK","szt.",0.0,"SIEMON",null,null,null,30.04]
["BP6A-02M-02","PC,BP RJ45,BP RJ45,6A,UTP,T568A/B,STR,CM,WHT,WHT,2","PC,BP RJ45,BP RJ45,6A,UTP,T568A/B,STR,CM,WHT,WHT,2M","szt.",0.0,"SIEMON",null,null,null,23.08]
["BP6A-03M-02","PC,BP RJ45,BP RJ45,6A,UTP,T568A/B,STR,CM,WHT,WHT,3","PC,BP RJ45,BP RJ45,6A,UTP,T568A/B,STR,CM,WHT,WHT,3M","szt.",0.0,"SIEMON",null,null,null,25.92]
["BP6A-02M-05","PC,BP RJ45,BP RJ45,6A,UTP,T568A/B,STR,CM,YEL,YEL,2","PC,BP RJ45,BP RJ45,6A,UTP,T568A/B,STR,CM,YEL,YEL,2M","szt.",0.0,"SIEMON",null,null,null,23.08]
["BP6A-05M-05B","PC,BP RJ45,BP RJ45,6A,UTP,T568A/B,STR,CM,YEL,YEL,5","PC,BP RJ45,BP RJ45,6A,UTP,T568A/B,STR,CM,YEL,YEL,5M,BULK","szt.",0.0,"SIEMON",null,null,null,30.04]
["XC5S-05M","PC,IND RJ45,IND RJ45,CAT5E,SF/UTP,T568A/B,STR,IND ","PC,IND RJ45,IND RJ45,CAT5E,SF/UTP,T568A/B,STR,IND PVC,CMR,TEAL,5M","szt.",0.0,"SIEMON",null,null,null,54.0]
["XC5S-1.5M","PC,IND RJ45,IND RJ45,CAT5E,SF/UTP,T568A/B,STR,IND ","PC,IND RJ45,IND RJ45,CAT5E,SF/UTP,T568A/B,STR,IND PVC,CMR,TEAL,1.5M","szt.",0.0,"SIEMON",null,null,null,47.0]
["XC5-05M","PC,IND RJ45,IND RJ45,CAT5E,UTP,T568A/B,STR,IND PVC","PC,IND RJ45,IND RJ45,CAT5E,UTP,T568A/B,STR,IND PVC,CMR,TEAL,5M","szt.",0.0,"SIEMON",null,null,null,64.06]
["XC5S-05M-B05","PC,IND RJ45,RJ45,CAT5E,SF/UTP,T568A/B,STR,IND PVC,","PC,IND RJ45,RJ45,CAT5E,SF/UTP,T568A/B,STR,IND PVC,CMR,TEAL,YEL,5M","szt.",0.0,"SIEMON",null,null,null,48.04]
["XC5-05M-B05","PC,IND RJ45,RJ45,CAT5E,UTP,T568A/B,STR,IND PVC,CMR","PC,IND RJ45,RJ45,CAT5E,UTP,T568A/B,STR,IND PVC,CMR,TEAL,YEL,5M","szt.",0.0,"SIEMON",null,null,null,47.34]
["XC5-4.5M-B05","PC,IND RJ45,RJ45,CAT5E,UTP,T568A/B,STR,IND PVC,CMR","PC,IND RJ45,RJ45,CAT5E,UTP,T568A/B,STR,IND PVC,CMR,TEAL,YEL,4.5M","szt.",0.0,"SIEMON",null,null,null,45.18]
["XC6A-S06M-B05","PC,IND RJ45,RJ45,CAT6A,S/FTP,T568A/B,STR,CM/LS0H1,","PC,IND RJ45,RJ45,CAT6A,S/FTP,T568A/B,STR,CM/LS0H1,WHT,YEL,6M","szt.",0.0,"SIEMON",null,null,null,56.38]
["LP6-02M-02","PC,LOCK,LOCK,6,UTP,T568A/B,STR,CMG,WHT,WHT,2M","PC,LOCK,LOCK,6,UTP,T568A/B,STR,CMG,WHT,WHT,2M","szt.",0.0,"SIEMON",null,null,null,0.0]
["M-10GMCS-05M06L","PC,MAPIT,RJ45,RJ45,CAT6A,U/FTP,T568A/B,STR,LSOH,BL","PC,MAPIT,RJ45,RJ45,CAT6A,U/FTP,T568A/B,STR,LSOH,BLU,BLU,5M","szt.",0.0,"SIEMON",null,null,null,25.1]
["M-T2E2-01M-B01L","PC,MAPIT,TERA2P,RJ45,CAT5E,S/FTP,100BASET,STR,LSOH","PC,MAPIT,TERA2P,RJ45,CAT5E,S/FTP,100BASET,STR,LSOH,IVRY,BLK,1M","szt.",0.0,"SIEMON",null,null,null,25.58]
["M-T4T-S02M-B01L","PC,MAPIT,TERA4P,RJ45,CAT6A,S/FTP,T568A,STR,LSOH,IV","PC,MAPIT,TERA4P,RJ45,CAT6A,S/FTP,T568A,STR,LSOH,IVRY,BLK,2M","szt.",0.0,"SIEMON",null,null,null,31.28]
["M-T4A-S02M-B01L","PC,MAPIT,TERA4P,RJ45,CAT6A,S/FTP,T568B,STR,LSOH,IV","PC,MAPIT,TERA4P,RJ45,CAT6A,S/FTP,T568B,STR,LSOH,IVRY,BLK,2M","szt.",0.0,"SIEMON",null,null,null,31.28]
["M-T4-05M-B01L","PC,MAPIT,TERA4P,TERA4P,CAT7A,S/FTP,STR,LSOH,IVRY,B","PC,MAPIT,TERA4P,TERA4P,CAT7A,S/FTP,STR,LSOH,IVRY,BLK,5M","szt.",0.0,"SIEMON",null,null,null,54.78]
["IC5-8T-20M-B01L","PC,RJ45,CUT,5E,UTP,T568A,SLD,LSOH1,VLT,BLK,20M","PC,RJ45,CUT,5E,UTP,T568A,SLD,LSOH1,VLT,BLK,20M","szt.",0.0,"SIEMON",null,null,null,15.74]
["IC5-8T-03M-B01L","PC,RJ45,CUT,5E,UTP,T568A,SLD,LSOH1,VLT,BLK,3M","PC,RJ45,CUT,5E,UTP,T568A,SLD,LSOH1,VLT,BLK,3M","szt.",0.0,"SIEMON",null,null,null,6.76]
["IC5-8T-15M-B07L","PC,RJ45,CUT,5E,UTP,T568A,SLD,LSOH1,VLT,GRN,15M","PC,RJ45,CUT,5E,UTP,T568A,SLD,LSOH1,VLT,GRN,15M","szt.",0.0,"SIEMON",null,null,null,13.1]
["IC5-8T-05M-B07L","PC,RJ45,CUT,5E,UTP,T568A,SLD,LSOH1,VLT,GRN,5M","PC,RJ45,CUT,5E,UTP,T568A,SLD,LSOH1,VLT,GRN,5M","szt.",0.0,"SIEMON",null,null,null,7.82]
["IC5-8T-05M-B04L","PC,RJ45,CUT,5E,UTP,T568A,SLD,LSOH1,VLT,GRY,5M","PC,RJ45,CUT,5E,UTP,T568A,SLD,LSOH1,VLT,GRY,5M","szt.",0.0,"SIEMON",null,null,null,7.82]
["IC5-8T-05M-B03L","PC,RJ45,CUT,5E,UTP,T568A,SLD,LSOH1,VLT,RED,5M","PC,RJ45,CUT,5E,UTP,T568A,SLD,LSOH1,VLT,RED,5M","szt.",0.0,"SIEMON",null,null,null,7.82]
["IC5-8T-05M-B02L","PC,RJ45,CUT,5E,UTP,T568A,SLD,LSOH1,VLT,WHT,5M","PC,RJ45,CUT,5E,UTP,T568A,SLD,LSOH1,VLT,WHT,5M","szt.",0.0,"SIEMON",null,null,null,7.82]
["IC5-8T-05M-B05L","PC,RJ45,CUT,5E,UTP,T568A,SLD,LSOH1,VLT,YEL,5M","PC,RJ45,CUT,5E,UTP,T568A,SLD,LSOH1,VLT,YEL,5M","szt.",0.0,"SIEMON",null,null,null,7.82]
["IC5-8A-10M-B06L","PC,RJ45,CUT,5E,UTP,T568B,SLD,LSOH1,VLT,BLU,10M","PC,RJ45,CUT,5E,UTP,T568B,SLD,LSOH1,VLT,BLU,10M","szt.",0.0,"SIEMON",null,null,null,10.46]
["IC5-8A-03M-B06L","PC,RJ45,CUT,5E,UTP,T568B,SLD,LSOH1,VLT,BLU,3M","PC,RJ45,CUT,5E,UTP,T568B,SLD,LSOH1,VLT,BLU,3M","szt.",0.0,"SIEMON",null,null,null,6.76]
["IC5-8A-05M-B07L","PC,RJ45,CUT,5E,UTP,T568B,SLD,LSOH1,VLT,GRN,5M","PC,RJ45,CUT,5E,UTP,T568B,SLD,LSOH1,VLT,GRN,5M","szt.",0.0,"SIEMON",null,null,null,7.82]
["IC5-8A-10M-B03L","PC,RJ45,CUT,5E,UTP,T568B,SLD,LSOH1,VLT,RED,10M","PC,RJ45,CUT,5E,UTP,T568B,SLD,LSOH1,VLT,RED,10M","szt.",0.0,"SIEMON",null,null,null,10.46]
["IC5-8A-15M-B03L","PC,RJ45,CUT,5E,UTP,T568B,SLD,LSOH1,VLT,RED,15M","PC,RJ45,CUT,5E,UTP,T568B,SLD,LSOH1,VLT,RED,15M","szt.",0.0,"SIEMON",null,null,null,13.1]
["IC5-8A-05M-B02L","PC,RJ45,CUT,5E,UTP,T568B,SLD,LSOH1,VLT,WHT,5M","PC,RJ45,CUT,5E,UTP,T568B,SLD,LSOH1,VLT,WHT,5M","szt.",0.0,"SIEMON",null,null,null,7.82]
["IC5-8A-10M-B05L","PC,RJ45,CUT,5E,UTP,T568B,SLD,LSOH1,VLT,YEL,10M","PC,RJ45,CUT,5E,UTP,T568B,SLD,LSOH1,VLT,YEL,10M","szt.",0.0,"SIEMON",null,null,null,10.46]
["IC6-8T-10M-B01L","PC,RJ45,CUT,6,UTP,T568A,SLD,LSOH1,VLT,BLK,10M","PC,RJ45,CUT,6,UTP,T568A,SLD,LSOH1,VLT,BLK,10M","szt.",0.0,"SIEMON",null,null,null,12.38]
["IC6-8T-10M-B06L","PC,RJ45,CUT,6,UTP,T568A,SLD,LSOH1,VLT,BLU,10M","PC,RJ45,CUT,6,UTP,T568A,SLD,LSOH1,VLT,BLU,10M","szt.",0.0,"SIEMON",null,null,null,12.38]
["IC6-8T-10M-B07L","PC,RJ45,CUT,6,UTP,T568A,SLD,LSOH1,VLT,GRN,10M","PC,RJ45,CUT,6,UTP,T568A,SLD,LSOH1,VLT,GRN,10M","szt.",0.0,"SIEMON",null,null,null,12.38]
["IC6-8T-10M-B04L","PC,RJ45,CUT,6,UTP,T568A,SLD,LSOH1,VLT,GRY,10M","PC,RJ45,CUT,6,UTP,T568A,SLD,LSOH1,VLT,GRY,10M","szt.",0.0,"SIEMON",null,null,null,12.38]
["IC6-8T-20M-B03L","PC,RJ45,CUT,6,UTP,T568A,SLD,LSOH1,VLT,RED,20M","PC,RJ45,CUT,6,UTP,T568A,SLD,LSOH1,VLT,RED,20M","szt.",0.0,"SIEMON",null,null,null,18.9]
["IC6-8T-10M-B02L","PC,RJ45,CUT,6,UTP,T568A,SLD,LSOH1,VLT,WHT,10M","PC,RJ45,CUT,6,UTP,T568A,SLD,LSOH1,VLT,WHT,10M","szt.",0.0,"SIEMON",null,null,null,12.38]
["IC6-8T-10M-B05L","PC,RJ45,CUT,6,UTP,T568A,SLD,LSOH1,VLT,YEL,10M","PC,RJ45,CUT,6,UTP,T568A,SLD,LSOH1,VLT,YEL,10M","szt.",0.0,"SIEMON",null,null,null,12.38]
["IC6-8A-15M-B01L","PC,RJ45,CUT,6,UTP,T568B,SLD,LSOH1,VLT,BLK,15M","PC,RJ45,CUT,6,UTP,T568B,SLD,LSOH1,VLT,BLK,15M","szt.",0.0,"SIEMON",null,null,null,15.64]
["IC6-8A-10M-B06L","PC,RJ45,CUT,6,UTP,T568B,SLD,LSOH1,VLT,BLU,10M","PC,RJ45,CUT,6,UTP,T568B,SLD,LSOH1,VLT,BLU,10M","szt.",0.0,"SIEMON",null,null,null,12.38]
["IC6-8A-05M-B06L","PC,RJ45,CUT,6,UTP,T568B,SLD,LSOH1,VLT,BLU,5M","PC,RJ45,CUT,6,UTP,T568B,SLD,LSOH1,VLT,BLU,5M","szt.",0.0,"SIEMON",null,null,null,9.12]
["IC6-8A-05M-B07L","PC,RJ45,CUT,6,UTP,T568B,SLD,LSOH1,VLT,GRN,5M","PC,RJ45,CUT,6,UTP,T568B,SLD,LSOH1,VLT,GRN,5M","szt.",0.0,"SIEMON",null,null,null,9.12]
["IC6-8A-20M-B04L","PC,RJ45,CUT,6,UTP,T568B,SLD,LSOH1,VLT,GRY,20M","PC,RJ45,CUT,6,UTP,T568B,SLD,LSOH1,VLT,GRY,20M","szt.",0.0,"SIEMON",null,null,null,18.9]
["IC6-8A-05M-B04L","PC,RJ45,CUT,6,UTP,T568B,SLD,LSOH1,VLT,GRY,5M","PC,RJ45,CUT,6,UTP,T568B,SLD,LSOH1,VLT,GRY,5M","szt.",0.0,"SIEMON",null,null,null,9.12]
["IC6-8A-03M-B03L","PC,RJ45,CUT,6,UTP,T568B,SLD,LSOH1,VLT,RED,3M","PC,RJ45,CUT,6,UTP,T568B,SLD,LSOH1,VLT,RED,3M","szt.",0.0,"SIEMON",null,null,null,7.82]
["IC6-8A-03M-B02L","PC,RJ45,CUT,6,UTP,T568B,SLD,LSOH1,VLT,WHT,3M","PC,RJ45,CUT,6,UTP,T568B,SLD,LSOH1,VLT,WHT,3M","szt.",0.0,"SIEMON",null,null,null,7.82]
["IC6-8A-05M-B05L","PC,RJ45,CUT,6,UTP,T568B,SLD,LSOH1,VLT,YEL,5M","PC,RJ45,CUT,6,UTP,T568B,SLD,LSOH1,VLT,YEL,5M","szt.",0.0,"SIEMON",null,null,null,9.12]
["ZC6A-S20MT-L","PC,RJ45,CUT,6A,F/UTP,T568A,SLD,LSOH1,VLT,CLR,20M","PC,RJ45,CUT,6A,F/UTP,T568A,SLD,LSOH1,VLT,CLR,20M","szt.",0.0,"SIEMON",null,null,null,33.82]
["ZC6A-S03MA-L","PC,RJ45,CUT,6A,F/UTP,T568B,SLD,LSOH1,VLT,CLR,3M","PC,RJ45,CUT,6A,F/UTP,T568B,SLD,LSOH1,VLT,CLR,3M","szt.",0.0,"SIEMON",null,null,null,16.42]
["ZC6A-20MT-L","PC,RJ45,CUT,6A,UTP,T568A,SLD,LSOH1,VLT,CLR,20M","PC,RJ45,CUT,6A,UTP,T568A,SLD,LSOH1,VLT,CLR,20M","szt.",0.0,"SIEMON",null,null,null,46.2]
["ZC6A-03MA-L","PC,RJ45,CUT,6A,UTP,T568B,SLD,LSOH1,VLT,CLR,3M","PC,RJ45,CUT,6A,UTP,T568B,SLD,LSOH1,VLT,CLR,3M","szt.",0.0,"SIEMON",null,null,null,16.26]
["MC5-1.5M-0101","PC,RJ45,RJ45,5E,UTP,T568B,STR,CM,BLK,BLK,1.5M","PC,RJ45,RJ45,5E,UTP,T568B,STR,CM,BLK,BLK,1.5M","szt.",0.0,"SIEMON",null,null,null,5.9]
["MC5-02M-0101","PC,RJ45,RJ45,5E,UTP,T568B,STR,CM,BLK,BLK,2M","PC,RJ45,RJ45,5E,UTP,T568B,STR,CM,BLK,BLK,2M","szt.",0.0,"SIEMON",null,null,null,6.56]
["MC5-03M-0101B","PC,RJ45,RJ45,5E,UTP,T568B,STR,CM,BLK,BLK,3M,BULK","PC,RJ45,RJ45,5E,UTP,T568B,STR,CM,BLK,BLK,3M,BULK","szt.",0.0,"SIEMON",null,null,null,7.5]
["MC5-02M-01","PC,RJ45,RJ45,5E,UTP,T568B,STR,CM,BLK,NO BOOT,2M","PC,RJ45,RJ45,5E,UTP,T568B,STR,CM,BLK,NO BOOT,2M","szt.",0.0,"SIEMON",null,null,null,5.74]
["MC5-05M-01B","PC,RJ45,RJ45,5E,UTP,T568B,STR,CM,BLK,NO BOOT,5M,BU","PC,RJ45,RJ45,5E,UTP,T568B,STR,CM,BLK,NO BOOT,5M,BULK","szt.",0.0,"SIEMON",null,null,null,9.22]
["MC5-1.5M-0606","PC,RJ45,RJ45,5E,UTP,T568B,STR,CM,BLU,BLU,1.5M","PC,RJ45,RJ45,5E,UTP,T568B,STR,CM,BLU,BLU,1.5M","szt.",0.0,"SIEMON",null,null,null,5.9]
["MC5-02M-0606","PC,RJ45,RJ45,5E,UTP,T568B,STR,CM,BLU,BLU,2M","PC,RJ45,RJ45,5E,UTP,T568B,STR,CM,BLU,BLU,2M","szt.",0.0,"SIEMON",null,null,null,6.56]
["MC5-05M-0606B","PC,RJ45,RJ45,5E,UTP,T568B,STR,CM,BLU,BLU,5M,BULK","PC,RJ45,RJ45,5E,UTP,T568B,STR,CM,BLU,BLU,5M,BULK","szt.",0.0,"SIEMON",null,null,null,10.02]
["MC5-02M-06B","PC,RJ45,RJ45,5E,UTP,T568B,STR,CM,BLU,NO BOOT,2M,BU","PC,RJ45,RJ45,5E,UTP,T568B,STR,CM,BLU,NO BOOT,2M,BULK","szt.",0.0,"SIEMON",null,null,null,5.44]
["MC5-05M-06B","PC,RJ45,RJ45,5E,UTP,T568B,STR,CM,BLU,NO BOOT,5M,BU","PC,RJ45,RJ45,5E,UTP,T568B,STR,CM,BLU,NO BOOT,5M,BULK","szt.",0.0,"SIEMON",null,null,null,9.22]
["MC5-02M-0707B","PC,RJ45,RJ45,5E,UTP,T568B,STR,CM,GRN,GRN,2M,BULK","PC,RJ45,RJ45,5E,UTP,T568B,STR,CM,GRN,GRN,2M,BULK","szt.",0.0,"SIEMON",null,null,null,6.24]
["MC5-1.5M-07","PC,RJ45,RJ45,5E,UTP,T568B,STR,CM,GRN,NO BOOT,1.5M","PC,RJ45,RJ45,5E,UTP,T568B,STR,CM,GRN,NO BOOT,1.5M","szt.",0.0,"SIEMON",null,null,null,5.06]
["MC5-03M-07","PC,RJ45,RJ45,5E,UTP,T568B,STR,CM,GRN,NO BOOT,3M","PC,RJ45,RJ45,5E,UTP,T568B,STR,CM,GRN,NO BOOT,3M","szt.",0.0,"SIEMON",null,null,null,7.06]
["MC5-1.5M-0404","PC,RJ45,RJ45,5E,UTP,T568B,STR,CM,GRY,GRY,1.5M","PC,RJ45,RJ45,5E,UTP,T568B,STR,CM,GRY,GRY,1.5M","szt.",0.0,"SIEMON",null,null,null,5.9]
["MC5-02M-0404","PC,RJ45,RJ45,5E,UTP,T568B,STR,CM,GRY,GRY,2M","PC,RJ45,RJ45,5E,UTP,T568B,STR,CM,GRY,GRY,2M","szt.",0.0,"SIEMON",null,null,null,6.56]
["MC5-1.5M-04","PC,RJ45,RJ45,5E,UTP,T568B,STR,CM,GRY,NO BOOT,1.5M","PC,RJ45,RJ45,5E,UTP,T568B,STR,CM,GRY,NO BOOT,1.5M","szt.",0.0,"SIEMON",null,null,null,5.06]
["MC5-02M-04","PC,RJ45,RJ45,5E,UTP,T568B,STR,CM,GRY,NO BOOT,2M","PC,RJ45,RJ45,5E,UTP,T568B,STR,CM,GRY,NO BOOT,2M","szt.",0.0,"SIEMON",null,null,null,5.74]
["MC5-05M-04B","PC,RJ45,RJ45,5E,UTP,T568B,STR,CM,GRY,NO BOOT,5M,BU","PC,RJ45,RJ45,5E,UTP,T568B,STR,CM,GRY,NO BOOT,5M,BULK","szt.",0.0,"SIEMON",null,null,null,9.22]
["MC5-1.5M-03","PC,RJ45,RJ45,5E,UTP,T568B,STR,CM,RED,NO BOOT,1.5M","PC,RJ45,RJ45,5E,UTP,T568B,STR,CM,RED,NO BOOT,1.5M","szt.",0.0,"SIEMON",null,null,null,5.06]
["MC5-03M-03B","PC,RJ45,RJ45,5E,UTP,T568B,STR,CM,RED,NO BOOT,3M,BU","PC,RJ45,RJ45,5E,UTP,T568B,STR,CM,RED,NO BOOT,3M,BULK","szt.",0.0,"SIEMON",null,null,null,6.7]
["MC5-05M-03B","PC,RJ45,RJ45,5E,UTP,T568B,STR,CM,RED,NO BOOT,5M,BU","PC,RJ45,RJ45,5E,UTP,T568B,STR,CM,RED,NO BOOT,5M,BULK","szt.",0.0,"SIEMON",null,null,null,9.22]
["MC5-02M-0303B","PC,RJ45,RJ45,5E,UTP,T568B,STR,CM,RED,RED,2M,BULK","PC,RJ45,RJ45,5E,UTP,T568B,STR,CM,RED,RED,2M,BULK","szt.",0.0,"SIEMON",null,null,null,6.24]
["MC5-1.5M-02","PC,RJ45,RJ45,5E,UTP,T568B,STR,CM,WHT,NO BOOT,1.5M","PC,RJ45,RJ45,5E,UTP,T568B,STR,CM,WHT,NO BOOT,1.5M","szt.",0.0,"SIEMON",null,null,null,5.06]
["MC5-03M-02","PC,RJ45,RJ45,5E,UTP,T568B,STR,CM,WHT,NO BOOT,3M","PC,RJ45,RJ45,5E,UTP,T568B,STR,CM,WHT,NO BOOT,3M","szt.",0.0,"SIEMON",null,null,null,7.06]
["MC5-0.4M-0202","PC,RJ45,RJ45,5E,UTP,T568B,STR,CM,WHT,WHT,0.4M","PC,RJ45,RJ45,5E,UTP,T568B,STR,CM,WHT,WHT,0.4M","szt.",0.0,"SIEMON",null,null,null,9.2]
["MC5-01M-0202","PC,RJ45,RJ45,5E,UTP,T568B,STR,CM,WHT,WHT,1M","PC,RJ45,RJ45,5E,UTP,T568B,STR,CM,WHT,WHT,1M","szt.",0.0,"SIEMON",null,null,null,5.24]
["MC5-03M-0202","PC,RJ45,RJ45,5E,UTP,T568B,STR,CM,WHT,WHT,3M","PC,RJ45,RJ45,5E,UTP,T568B,STR,CM,WHT,WHT,3M","szt.",0.0,"SIEMON",null,null,null,7.9]
["MC5-1.5M-05B","PC,RJ45,RJ45,5E,UTP,T568B,STR,CM,YEL,NO BOOT,1.5M,","PC,RJ45,RJ45,5E,UTP,T568B,STR,CM,YEL,NO BOOT,1.5M,BULK","szt.",0.0,"SIEMON",null,null,null,4.82]
["MC5-03M-05B","PC,RJ45,RJ45,5E,UTP,T568B,STR,CM,YEL,NO BOOT,3M,BU","PC,RJ45,RJ45,5E,UTP,T568B,STR,CM,YEL,NO BOOT,3M,BULK","szt.",0.0,"SIEMON",null,null,null,6.7]
["MC5-01M-0505","PC,RJ45,RJ45,5E,UTP,T568B,STR,CM,YEL,YEL,1M","PC,RJ45,RJ45,5E,UTP,T568B,STR,CM,YEL,YEL,1M","szt.",0.0,"SIEMON",null,null,null,5.24]
["MC5-02M-0505","PC,RJ45,RJ45,5E,UTP,T568B,STR,CM,YEL,YEL,2M","PC,RJ45,RJ45,5E,UTP,T568B,STR,CM,YEL,YEL,2M","szt.",0.0,"SIEMON",null,null,null,6.56]
["MC5-03M-0505B","PC,RJ45,RJ45,5E,UTP,T568B,STR,CM,YEL,YEL,3M,BULK","PC,RJ45,RJ45,5E,UTP,T568B,STR,CM,YEL,YEL,3M,BULK","szt.",0.0,"SIEMON",null,null,null,7.5]
["MC6-02M-04-28","PC,RJ45,RJ45,6,UTP,T568A/B,STR,CM/ LSOH1,GRY,CLR,2","PC,RJ45,RJ45,6,UTP,T568A/B,STR,CM/ LSOH1,GRY,CLR,2M,28AWG","szt.",0.0,"SIEMON",null,null,null,0.0]
["MC6-02M-01B","PC,RJ45,RJ45,6,UTP,T568A/B,STR,CM/LSOH1,BLK,CLR,2M","PC,RJ45,RJ45,6,UTP,T568A/B,STR,CM/LSOH1,BLK,CLR,2M,BULK","szt.",0.0,"SIEMON",null,null,null,8.88]
["MC6-7.5M-01","PC,RJ45,RJ45,6,UTP,T568A/B,STR,CM/LSOH1,BLK,CLR,7.","PC,RJ45,RJ45,6,UTP,T568A/B,STR,CM/LSOH1,BLK,CLR,7.5M","szt.",0.0,"SIEMON",null,null,null,16.06]
["MC6-01M-06","PC,RJ45,RJ45,6,UTP,T568A/B,STR,CM/LSOH1,BLU,CLR,1M","PC,RJ45,RJ45,6,UTP,T568A/B,STR,CM/LSOH1,BLU,CLR,1M","szt.",0.0,"SIEMON",null,null,null,8.14]
["MC6-02M-06B","PC,RJ45,RJ45,6,UTP,T568A/B,STR,CM/LSOH1,BLU,CLR,2M","PC,RJ45,RJ45,6,UTP,T568A/B,STR,CM/LSOH1,BLU,CLR,2M,BULK","szt.",0.0,"SIEMON",null,null,null,8.88]
["MC6-03M-06-28","PC,RJ45,RJ45,6,UTP,T568A/B,STR,CM/LSOH1,BLU,CLR,3M","PC,RJ45,RJ45,6,UTP,T568A/B,STR,CM/LSOH1,BLU,CLR,3M,28AWG","szt.",0.0,"SIEMON",null,null,null,10.58]
["MC6-7.5M-06","PC,RJ45,RJ45,6,UTP,T568A/B,STR,CM/LSOH1,BLU,CLR,7.","PC,RJ45,RJ45,6,UTP,T568A/B,STR,CM/LSOH1,BLU,CLR,7.5M","szt.",0.0,"SIEMON",null,null,null,16.06]
["MC6-02M-07","PC,RJ45,RJ45,6,UTP,T568A/B,STR,CM/LSOH1,GRN,CLR,2M","PC,RJ45,RJ45,6,UTP,T568A/B,STR,CM/LSOH1,GRN,CLR,2M","szt.",0.0,"SIEMON",null,null,null,9.36]
["MC6-05M-07B","PC,RJ45,RJ45,6,UTP,T568A/B,STR,CM/LSOH1,GRN,CLR,5M","PC,RJ45,RJ45,6,UTP,T568A/B,STR,CM/LSOH1,GRN,CLR,5M,BULK","szt.",0.0,"SIEMON",null,null,null,12.38]
["MC6-01M-04","PC,RJ45,RJ45,6,UTP,T568A/B,STR,CM/LSOH1,GRY,CLR,1M","PC,RJ45,RJ45,6,UTP,T568A/B,STR,CM/LSOH1,GRY,CLR,1M","szt.",0.0,"SIEMON",null,null,null,8.14]
["MC6-05M-04","PC,RJ45,RJ45,6,UTP,T568A/B,STR,CM/LSOH1,GRY,CLR,5M","PC,RJ45,RJ45,6,UTP,T568A/B,STR,CM/LSOH1,GRY,CLR,5M","szt.",0.0,"SIEMON",null,null,null,13.02]
["MC6-1.5M-03B","PC,RJ45,RJ45,6,UTP,T568A/B,STR,CM/LSOH1,RED,CLR,1.","PC,RJ45,RJ45,6,UTP,T568A/B,STR,CM/LSOH1,RED,CLR,1.5M,BULK","szt.",0.0,"SIEMON",null,null,null,8.3]
["MC6-02M-03B","PC,RJ45,RJ45,6,UTP,T568A/B,STR,CM/LSOH1,RED,CLR,2M","PC,RJ45,RJ45,6,UTP,T568A/B,STR,CM/LSOH1,RED,CLR,2M,BULK","szt.",0.0,"SIEMON",null,null,null,8.88]
["MC6-03M-03","PC,RJ45,RJ45,6,UTP,T568A/B,STR,CM/LSOH1,RED,CLR,3M","PC,RJ45,RJ45,6,UTP,T568A/B,STR,CM/LSOH1,RED,CLR,3M","szt.",0.0,"SIEMON",null,null,null,10.58]
["MC6-1.5M-02","PC,RJ45,RJ45,6,UTP,T568A/B,STR,CM/LSOH1,WHT,CLR,1.","PC,RJ45,RJ45,6,UTP,T568A/B,STR,CM/LSOH1,WHT,CLR,1.5M","szt.",0.0,"SIEMON",null,null,null,8.74]
["MC6-01M-02B","PC,RJ45,RJ45,6,UTP,T568A/B,STR,CM/LSOH1,WHT,CLR,1M","PC,RJ45,RJ45,6,UTP,T568A/B,STR,CM/LSOH1,WHT,CLR,1M,BULK","szt.",0.0,"SIEMON",null,null,null,7.74]
["MC6-02M-02-28B","PC,RJ45,RJ45,6,UTP,T568A/B,STR,CM/LSOH1,WHT,CLR,2M","PC,RJ45,RJ45,6,UTP,T568A/B,STR,CM/LSOH1,WHT,CLR,2M,BULK,28AWG","szt.",0.0,"SIEMON",null,null,null,8.88]
["MC6-05M-02","PC,RJ45,RJ45,6,UTP,T568A/B,STR,CM/LSOH1,WHT,CLR,5M","PC,RJ45,RJ45,6,UTP,T568A/B,STR,CM/LSOH1,WHT,CLR,5M","szt.",0.0,"SIEMON",null,null,null,13.02]
["MC6-7.5M-02B","PC,RJ45,RJ45,6,UTP,T568A/B,STR,CM/LSOH1,WHT,CLR,7.","PC,RJ45,RJ45,6,UTP,T568A/B,STR,CM/LSOH1,WHT,CLR,7.5M,BULK","szt.",0.0,"SIEMON",null,null,null,15.26]
["MC6-01M-05B","PC,RJ45,RJ45,6,UTP,T568A/B,STR,CM/LSOH1,YEL,CLR,1M","PC,RJ45,RJ45,6,UTP,T568A/B,STR,CM/LSOH1,YEL,CLR,1M,BULK","szt.",0.0,"SIEMON",null,null,null,7.74]
["MC6-05M-05","PC,RJ45,RJ45,6,UTP,T568A/B,STR,CM/LSOH1,YEL,CLR,5M","PC,RJ45,RJ45,6,UTP,T568A/B,STR,CM/LSOH1,YEL,CLR,5M","szt.",0.0,"SIEMON",null,null,null,13.02]
["SP6A-S0.2M-01","PC,RJ45,RJ45,6A,S/FTP,T568A/B,STR,CM/LSOH1,BLK,CLR","PC,RJ45,RJ45,6A,S/FTP,T568A/B,STR,CM/LSOH1,BLK,CLR,0.2M","szt.",0.0,"SIEMON",null,null,null,9.94]
["SP6A-S01M-01B","PC,RJ45,RJ45,6A,S/FTP,T568A/B,STR,CM/LSOH1,BLK,CLR","PC,RJ45,RJ45,6A,S/FTP,T568A/B,STR,CM/LSOH1,BLK,CLR,1M,BULK","szt.",0.0,"SIEMON",null,null,null,11.18]
["SP6A-S15M-01","PC,RJ45,RJ45,6A,S/FTP,T568A/B,STR,CM/LSOH1,BLK,CLR","PC,RJ45,RJ45,6A,S/FTP,T568A/B,STR,CM/LSOH1,BLK,CLR,15M","szt.",0.0,"SIEMON",null,null,null,44.0]
["SP6A-S6.1M-01","PC,RJ45,RJ45,6A,S/FTP,T568A/B,STR,CM/LSOH1,BLK,CLR","PC,RJ45,RJ45,6A,S/FTP,T568A/B,STR,CM/LSOH1,BLK,CLR,6.1M","szt.",0.0,"SIEMON",null,null,null,23.52]
["SP6A-S7.5M-01","PC,RJ45,RJ45,6A,S/FTP,T568A/B,STR,CM/LSOH1,BLK,CLR","PC,RJ45,RJ45,6A,S/FTP,T568A/B,STR,CM/LSOH1,BLK,CLR,7.5M","szt.",0.0,"SIEMON",null,null,null,26.74]
["ZM6A-S05M-01B","PC,RJ45,RJ45,6A,S/FTP,T568A/B,STR,CM/LSOH1,BLK,CLR","PC,RJ45,RJ45,6A,S/FTP,T568A/B,STR,CM/LSOH1,BLK,CLR,5M,BULK","szt.",0.0,"SIEMON",null,null,null,19.92]
["ZM6A-S7.5M-01","PC,RJ45,RJ45,6A,S/FTP,T568A/B,STR,CM/LSOH1,BLK,CLR","PC,RJ45,RJ45,6A,S/FTP,T568A/B,STR,CM/LSOH1,BLK,CLR,7.5M","szt.",0.0,"SIEMON",null,null,null,26.74]
["SP6A-S05M-06B","PC,RJ45,RJ45,6A,S/FTP,T568A/B,STR,CM/LSOH1,BLU,CLR","PC,RJ45,RJ45,6A,S/FTP,T568A/B,STR,CM/LSOH1,BLU,CLR,5M,BULK","szt.",0.0,"SIEMON",null,null,null,19.92]
["ZM6A-S03M-06","PC,RJ45,RJ45,6A,S/FTP,T568A/B,STR,CM/LSOH1,BLU,CLR","PC,RJ45,RJ45,6A,S/FTP,T568A/B,STR,CM/LSOH1,BLU,CLR,3M","szt.",0.0,"SIEMON",null,null,null,16.38]
["ZM6A-S7.5M-06","PC,RJ45,RJ45,6A,S/FTP,T568A/B,STR,CM/LSOH1,BLU,CLR","PC,RJ45,RJ45,6A,S/FTP,T568A/B,STR,CM/LSOH1,BLU,CLR,7.5M","szt.",0.0,"SIEMON",null,null,null,26.74]
["SP6A-S05M-07","PC,RJ45,RJ45,6A,S/FTP,T568A/B,STR,CM/LSOH1,GRN,CLR","PC,RJ45,RJ45,6A,S/FTP,T568A/B,STR,CM/LSOH1,GRN,CLR,5M","szt.",0.0,"SIEMON",null,null,null,20.98]
["ZM6A-S03M-07B","PC,RJ45,RJ45,6A,S/FTP,T568A/B,STR,CM/LSOH1,GRN,CLR","PC,RJ45,RJ45,6A,S/FTP,T568A/B,STR,CM/LSOH1,GRN,CLR,3M,BULK","szt.",0.0,"SIEMON",null,null,null,15.56]
["ZM6A-S1.5M-07","PC,RJ45,RJ45,6A,S/FTP,T568A/B,STR,CM/LSOH1,GRN,CLR","PC,RJ45,RJ45,6A,S/FTP,T568A/B,STR,CM/LSOH1,GRN,CLR,1.5M","szt.",0.0,"SIEMON",null,null,null,12.94]
["SP6A-S05M-04","PC,RJ45,RJ45,6A,S/FTP,T568A/B,STR,CM/LSOH1,GRY,CLR","PC,RJ45,RJ45,6A,S/FTP,T568A/B,STR,CM/LSOH1,GRY,CLR,5M","szt.",0.0,"SIEMON",null,null,null,20.98]
["ZM6A-S01M-04B","PC,RJ45,RJ45,6A,S/FTP,T568A/B,STR,CM/LSOH1,GRY,CLR","PC,RJ45,RJ45,6A,S/FTP,T568A/B,STR,CM/LSOH1,GRY,CLR,1M,BULK","szt.",0.0,"SIEMON",null,null,null,11.18]
["ZM6A-S05M-04B","PC,RJ45,RJ45,6A,S/FTP,T568A/B,STR,CM/LSOH1,GRY,CLR","PC,RJ45,RJ45,6A,S/FTP,T568A/B,STR,CM/LSOH1,GRY,CLR,5M,BULK","szt.",0.0,"SIEMON",null,null,null,19.92]
["SP6A-S01M-03B","PC,RJ45,RJ45,6A,S/FTP,T568A/B,STR,CM/LSOH1,RED,CLR","PC,RJ45,RJ45,6A,S/FTP,T568A/B,STR,CM/LSOH1,RED,CLR,1M,BULK","szt.",0.0,"SIEMON",null,null,null,11.18]
["SP6A-S03M-03","PC,RJ45,RJ45,6A,S/FTP,T568A/B,STR,CM/LSOH1,RED,CLR","PC,RJ45,RJ45,6A,S/FTP,T568A/B,STR,CM/LSOH1,RED,CLR,3M","szt.",0.0,"SIEMON",null,null,null,16.38]
["ZM6A-S01M-03","PC,RJ45,RJ45,6A,S/FTP,T568A/B,STR,CM/LSOH1,RED,CLR","PC,RJ45,RJ45,6A,S/FTP,T568A/B,STR,CM/LSOH1,RED,CLR,1M","szt.",0.0,"SIEMON",null,null,null,11.78]
["ZM6A-S1.75M-03","PC,RJ45,RJ45,6A,S/FTP,T568A/B,STR,CM/LSOH1,RED,CLR","PC,RJ45,RJ45,6A,S/FTP,T568A/B,STR,CM/LSOH1,RED,CLR,1.75M","szt.",0.0,"SIEMON",null,null,null,13.5]
["SP6A-S01M-02","PC,RJ45,RJ45,6A,S/FTP,T568A/B,STR,CM/LSOH1,WHT,CLR","PC,RJ45,RJ45,6A,S/FTP,T568A/B,STR,CM/LSOH1,WHT,CLR,1M","szt.",0.0,"SIEMON",null,null,null,11.78]
["SP6A-S05M-02B","PC,RJ45,RJ45,6A,S/FTP,T568A/B,STR,CM/LSOH1,WHT,CLR","PC,RJ45,RJ45,6A,S/FTP,T568A/B,STR,CM/LSOH1,WHT,CLR,5M,BULK","szt.",0.0,"SIEMON",null,null,null,19.92]
["SP6A-S4.5M-02","PC,RJ45,RJ45,6A,S/FTP,T568A/B,STR,CM/LSOH1,WHT,CLR","PC,RJ45,RJ45,6A,S/FTP,T568A/B,STR,CM/LSOH1,WHT,CLR,4.5M","szt.",0.0,"SIEMON",null,null,null,19.84]
["ZM6A-S01M-02B","PC,RJ45,RJ45,6A,S/FTP,T568A/B,STR,CM/LSOH1,WHT,CLR","PC,RJ45,RJ45,6A,S/FTP,T568A/B,STR,CM/LSOH1,WHT,CLR,1M,BULK","szt.",0.0,"SIEMON",null,null,null,11.18]
["ZM6A-S05M-02B","PC,RJ45,RJ45,6A,S/FTP,T568A/B,STR,CM/LSOH1,WHT,CLR","PC,RJ45,RJ45,6A,S/FTP,T568A/B,STR,CM/LSOH1,WHT,CLR,5M,BULK","szt.",0.0,"SIEMON",null,null,null,19.92]
["SP6A-S03M-05","PC,RJ45,RJ45,6A,S/FTP,T568A/B,STR,CM/LSOH1,YEL,CLR","PC,RJ45,RJ45,6A,S/FTP,T568A/B,STR,CM/LSOH1,YEL,CLR,3M","szt.",0.0,"SIEMON",null,null,null,16.38]
["ZM6A-S01M-05","PC,RJ45,RJ45,6A,S/FTP,T568A/B,STR,CM/LSOH1,YEL,CLR","PC,RJ45,RJ45,6A,S/FTP,T568A/B,STR,CM/LSOH1,YEL,CLR,1M","szt.",0.0,"SIEMON",null,null,null,11.78]
["ZM6A-S05M-05B","PC,RJ45,RJ45,6A,S/FTP,T568A/B,STR,CM/LSOH1,YEL,CLR","PC,RJ45,RJ45,6A,S/FTP,T568A/B,STR,CM/LSOH1,YEL,CLR,5M,BULK","szt.",0.0,"SIEMON",null,null,null,19.92]
["ZM6A-01M-01","PC,RJ45,RJ45,6A,UTP,T568A/B,STR,CM,BLK,CLR,1M","PC,RJ45,RJ45,6A,UTP,T568A/B,STR,CM,BLK,CLR,1M","szt.",0.0,"SIEMON",null,null,null,17.56]
["ZM6A-03M-01","PC,RJ45,RJ45,6A,UTP,T568A/B,STR,CM,BLK,CLR,3M","PC,RJ45,RJ45,6A,UTP,T568A/B,STR,CM,BLK,CLR,3M","szt.",0.0,"SIEMON",null,null,null,23.04]
["ZM6A-05M-01B","PC,RJ45,RJ45,6A,UTP,T568A/B,STR,CM,BLK,CLR,5M,BULK","PC,RJ45,RJ45,6A,UTP,T568A/B,STR,CM,BLK,CLR,5M,BULK","szt.",0.0,"SIEMON",null,null,null,27.1]
["ZM6A-01M-06B","PC,RJ45,RJ45,6A,UTP,T568A/B,STR,CM,BLU,CLR,1M,BULK","PC,RJ45,RJ45,6A,UTP,T568A/B,STR,CM,BLU,CLR,1M,BULK","szt.",0.0,"SIEMON",null,null,null,16.68]
["ZM6A-7.5M-06","PC,RJ45,RJ45,6A,UTP,T568A/B,STR,CM,BLU,CLR,7.5M","PC,RJ45,RJ45,6A,UTP,T568A/B,STR,CM,BLU,CLR,7.5M","szt.",0.0,"SIEMON",null,null,null,35.38]
["ZM6A-03M-07B","PC,RJ45,RJ45,6A,UTP,T568A/B,STR,CM,GRN,CLR,3M,BULK","PC,RJ45,RJ45,6A,UTP,T568A/B,STR,CM,GRN,CLR,3M,BULK","szt.",0.0,"SIEMON",null,null,null,21.88]
["ZM6A-1.5M-04","PC,RJ45,RJ45,6A,UTP,T568A/B,STR,CM,GRY,CLR,1.5M","PC,RJ45,RJ45,6A,UTP,T568A/B,STR,CM,GRY,CLR,1.5M","szt.",0.0,"SIEMON",null,null,null,18.92]
["ZM6A-03M-04B","PC,RJ45,RJ45,6A,UTP,T568A/B,STR,CM,GRY,CLR,3M,BULK","PC,RJ45,RJ45,6A,UTP,T568A/B,STR,CM,GRY,CLR,3M,BULK","szt.",0.0,"SIEMON",null,null,null,21.88]
["ZM6A-01M-03","PC,RJ45,RJ45,6A,UTP,T568A/B,STR,CM,RED,CLR,1M","PC,RJ45,RJ45,6A,UTP,T568A/B,STR,CM,RED,CLR,1M","szt.",0.0,"SIEMON",null,null,null,17.56]
["ZM6A-05M-03","PC,RJ45,RJ45,6A,UTP,T568A/B,STR,CM,RED,CLR,5M","PC,RJ45,RJ45,6A,UTP,T568A/B,STR,CM,RED,CLR,5M","szt.",0.0,"SIEMON",null,null,null,28.54]
["ZM6A-01M-02B","PC,RJ45,RJ45,6A,UTP,T568A/B,STR,CM,WHT,CLR,1M,BULK","PC,RJ45,RJ45,6A,UTP,T568A/B,STR,CM,WHT,CLR,1M,BULK","szt.",0.0,"SIEMON",null,null,null,16.68]
["ZM6A-7.5M-02","PC,RJ45,RJ45,6A,UTP,T568A/B,STR,CM,WHT,CLR,7.5M","PC,RJ45,RJ45,6A,UTP,T568A/B,STR,CM,WHT,CLR,7.5M","szt.",0.0,"SIEMON",null,null,null,35.38]
["ZM6A-1.5M-05B","PC,RJ45,RJ45,6A,UTP,T568A/B,STR,CM,YEL,CLR,1.5M,BU","PC,RJ45,RJ45,6A,UTP,T568A/B,STR,CM,YEL,CLR,1.5M,BULK","szt.",0.0,"SIEMON",null,null,null,18.0]
["DA8-S01M-02","PC,RJ45,RJ45,8,S/FTP,T568A/B,STR,CM/LSOH1,WHT,CLR,","PC,RJ45,RJ45,8,S/FTP,T568A/B,STR,CM/LSOH1,WHT,CLR,1M","szt.",0.0,"SIEMON",null,null,null,18.54]
["T1SU1-02M-B01L","PC,TERA1P,RJ11,5E,UTP,USOC,STR,LSOH1,IVRY,BLK,2M","PC,TERA1P,RJ11,5E,UTP,USOC,STR,LSOH1,IVRY,BLK,2M","szt.",0.0,"SIEMON",null,null,null,11.94]
["T1SU1-03M-B02L","PC,TERA1P,RJ11,5E,UTP,USOC,STR,LSOH1,IVRY,WHT,3M","PC,TERA1P,RJ11,5E,UTP,USOC,STR,LSOH1,IVRY,WHT,3M","szt.",0.0,"SIEMON",null,null,null,12.8]
["T1U1-10M-B02L","PC,TERA1P,RJ11,5E,UTP,USOC,STR,LSOH1,WHT,WHT,10M","PC,TERA1P,RJ11,5E,UTP,USOC,STR,LSOH1,WHT,WHT,10M","szt.",0.0,"SIEMON",null,null,null,0.0]
["T1S4V-01M-B01L","PC,TERA1P,RJ45,6A,S/FTP,RJ45 PINS 7&8,STR,LSOH1,IV","PC,TERA1P,RJ45,6A,S/FTP,RJ45 PINS 7&8,STR,LSOH1,IVRY,BLK,1M","szt.",0.0,"SIEMON",null,null,null,13.56]
["T1VF-03M-B01L","PC,TERA1P,SCTP,7A,S/FTP,F-TYPE,STR,LSOH1,IVRY,BLK,","PC,TERA1P,SCTP,7A,S/FTP,F-TYPE,STR,LSOH1,IVRY,BLK,3M","szt.",0.0,"SIEMON",null,null,null,113.88]
["T1VC-05M-B01L","PC,TERA1P,SCTP,7A,S/FTP,PAL,STR,LSOH1,IVRY,BLK,5M","PC,TERA1P,SCTP,7A,S/FTP,PAL,STR,LSOH1,IVRY,BLK,5M","szt.",0.0,"SIEMON",null,null,null,123.58]
["T2E-B01M-B02L","PC,TERA2P,BP RJ45,5E,F/UTP,10BASET,STR,LSOH1,IVRY,","PC,TERA2P,BP RJ45,5E,F/UTP,10BASET,STR,LSOH1,IVRY,WHT,1M","szt.",0.0,"SIEMON",null,null,null,19.6]
["T2E-B02M-B01L","PC,TERA2P,BP RJ45,5E,F/UTP,10BASET,STR,LSOH1,IVRY,","PC,TERA2P,BP RJ45,5E,F/UTP,10BASET,STR,LSOH1,IVRY,BLK,2M","szt.",0.0,"SIEMON",null,null,null,20.62]
["T2E-B02M-B06L","PC,TERA2P,BP RJ45,5E,F/UTP,10BASET,STR,LSOH1,IVRY,","PC,TERA2P,BP RJ45,5E,F/UTP,10BASET,STR,LSOH1,IVRY,BLU,2M","szt.",0.0,"SIEMON",null,null,null,20.62]
["T2E-B03M-B05L","PC,TERA2P,BP RJ45,5E,F/UTP,10BASET,STR,LSOH1,IVRY,","PC,TERA2P,BP RJ45,5E,F/UTP,10BASET,STR,LSOH1,IVRY,YEL,3M","szt.",0.0,"SIEMON",null,null,null,21.64]
["T2E-B04M-B02L","PC,TERA2P,BP RJ45,5E,F/UTP,10BASET,STR,LSOH1,IVRY,","PC,TERA2P,BP RJ45,5E,F/UTP,10BASET,STR,LSOH1,IVRY,WHT,4M","szt.",0.0,"SIEMON",null,null,null,22.66]
["T2E-B04M-B07L","PC,TERA2P,BP RJ45,5E,F/UTP,10BASET,STR,LSOH1,IVRY,","PC,TERA2P,BP RJ45,5E,F/UTP,10BASET,STR,LSOH1,IVRY,GRN,4M","szt.",0.0,"SIEMON",null,null,null,22.66]
["T2E-B05M-B04L","PC,TERA2P,BP RJ45,5E,F/UTP,10BASET,STR,LSOH1,IVRY,","PC,TERA2P,BP RJ45,5E,F/UTP,10BASET,STR,LSOH1,IVRY,GRY,5M","szt.",0.0,"SIEMON",null,null,null,23.68]
["T2E-B1.5M-B03L","PC,TERA2P,BP RJ45,5E,F/UTP,10BASET,STR,LSOH1,IVRY,","PC,TERA2P,BP RJ45,5E,F/UTP,10BASET,STR,LSOH1,IVRY,RED,1.5M","szt.",0.0,"SIEMON",null,null,null,20.12]
["T2E-B7.5M-B01L","PC,TERA2P,BP RJ45,5E,F/UTP,10BASET,STR,LSOH1,IVRY,","PC,TERA2P,BP RJ45,5E,F/UTP,10BASET,STR,LSOH1,IVRY,BLK,7.5M","szt.",0.0,"SIEMON",null,null,null,26.2]
["T2E-B7.5M-B02L","PC,TERA2P,BP RJ45,5E,F/UTP,10BASET,STR,LSOH1,IVRY,","PC,TERA2P,BP RJ45,5E,F/UTP,10BASET,STR,LSOH1,IVRY,WHT,7.5M","szt.",0.0,"SIEMON",null,null,null,26.2]
["T2U-B01M-B06L","PC,TERA2P,BP RJ45,5E,F/UTP,TKN RNG,STR,LSOH1,IVRY,","PC,TERA2P,BP RJ45,5E,F/UTP,TKN RNG,STR,LSOH1,IVRY,BLU,1M","szt.",0.0,"SIEMON",null,null,null,19.6]
["T2U-B02M-B03L","PC,TERA2P,BP RJ45,5E,F/UTP,TKN RNG,STR,LSOH1,IVRY,","PC,TERA2P,BP RJ45,5E,F/UTP,TKN RNG,STR,LSOH1,IVRY,RED,2M","szt.",0.0,"SIEMON",null,null,null,20.62]
["T2U-B03M-B01L","PC,TERA2P,BP RJ45,5E,F/UTP,TKN RNG,STR,LSOH1,IVRY,","PC,TERA2P,BP RJ45,5E,F/UTP,TKN RNG,STR,LSOH1,IVRY,BLK,3M","szt.",0.0,"SIEMON",null,null,null,21.64]
["T2U-B03M-B06L","PC,TERA2P,BP RJ45,5E,F/UTP,TKN RNG,STR,LSOH1,IVRY,","PC,TERA2P,BP RJ45,5E,F/UTP,TKN RNG,STR,LSOH1,IVRY,BLU,3M","szt.",0.0,"SIEMON",null,null,null,21.64]
["T2U-B04M-B04L","PC,TERA2P,BP RJ45,5E,F/UTP,TKN RNG,STR,LSOH1,IVRY,","PC,TERA2P,BP RJ45,5E,F/UTP,TKN RNG,STR,LSOH1,IVRY,GRY,4M","szt.",0.0,"SIEMON",null,null,null,22.66]
["T2U-B05M-B02L","PC,TERA2P,BP RJ45,5E,F/UTP,TKN RNG,STR,LSOH1,IVRY,","PC,TERA2P,BP RJ45,5E,F/UTP,TKN RNG,STR,LSOH1,IVRY,WHT,5M","szt.",0.0,"SIEMON",null,null,null,23.68]
["T2U-B1.5M-B01L","PC,TERA2P,BP RJ45,5E,F/UTP,TKN RNG,STR,LSOH1,IVRY,","PC,TERA2P,BP RJ45,5E,F/UTP,TKN RNG,STR,LSOH1,IVRY,BLK,1.5M","szt.",0.0,"SIEMON",null,null,null,20.12]
["T2U-B1.5M-B04L","PC,TERA2P,BP RJ45,5E,F/UTP,TKN RNG,STR,LSOH1,IVRY,","PC,TERA2P,BP RJ45,5E,F/UTP,TKN RNG,STR,LSOH1,IVRY,GRY,1.5M","szt.",0.0,"SIEMON",null,null,null,20.12]
["T2U-B7.5M-B03L","PC,TERA2P,BP RJ45,5E,F/UTP,TKN RNG,STR,LSOH1,IVRY,","PC,TERA2P,BP RJ45,5E,F/UTP,TKN RNG,STR,LSOH1,IVRY,RED,7.5M","szt.",0.0,"SIEMON",null,null,null,26.2]
["T2E2-02M-B01L","PC,TERA2P,RJ45,5E,F/UTP,10BASET,STR,LSOH1,IVRY,BLK","PC,TERA2P,RJ45,5E,F/UTP,10BASET,STR,LSOH1,IVRY,BLK,2M","szt.",0.0,"SIEMON",null,null,null,18.76]
["T2E2-03M-B01L","PC,TERA2P,RJ45,5E,F/UTP,10BASET,STR,LSOH1,IVRY,BLK","PC,TERA2P,RJ45,5E,F/UTP,10BASET,STR,LSOH1,IVRY,BLK,3M","szt.",0.0,"SIEMON",null,null,null,19.78]
["T2E2-04M-B06L","PC,TERA2P,RJ45,5E,F/UTP,10BASET,STR,LSOH1,IVRY,BLU","PC,TERA2P,RJ45,5E,F/UTP,10BASET,STR,LSOH1,IVRY,BLU,4M","szt.",0.0,"SIEMON",null,null,null,20.78]
["T2E2-05M-B06L","PC,TERA2P,RJ45,5E,F/UTP,10BASET,STR,LSOH1,IVRY,BLU","PC,TERA2P,RJ45,5E,F/UTP,10BASET,STR,LSOH1,IVRY,BLU,5M","szt.",0.0,"SIEMON",null,null,null,21.8]
["T2E2-05M-B07L","PC,TERA2P,RJ45,5E,F/UTP,10BASET,STR,LSOH1,IVRY,GRN","PC,TERA2P,RJ45,5E,F/UTP,10BASET,STR,LSOH1,IVRY,GRN,5M","szt.",0.0,"SIEMON",null,null,null,21.8]
["T2E2-05M-B03L","PC,TERA2P,RJ45,5E,F/UTP,10BASET,STR,LSOH1,IVRY,RED","PC,TERA2P,RJ45,5E,F/UTP,10BASET,STR,LSOH1,IVRY,RED,5M","szt.",0.0,"SIEMON",null,null,null,21.8]
["T2E2-04M-B02L","PC,TERA2P,RJ45,5E,F/UTP,10BASET,STR,LSOH1,IVRY,WHT","PC,TERA2P,RJ45,5E,F/UTP,10BASET,STR,LSOH1,IVRY,WHT,4M","szt.",0.0,"SIEMON",null,null,null,20.78]
["T2E2-03M-B05L","PC,TERA2P,RJ45,5E,F/UTP,10BASET,STR,LSOH1,IVRY,YEL","PC,TERA2P,RJ45,5E,F/UTP,10BASET,STR,LSOH1,IVRY,YEL,3M","szt.",0.0,"SIEMON",null,null,null,19.78]
["T4T-B02M-B03L","PC,TERA4P,BP RJ45,6A,S/FTP,T568A,STR,CM/LSOH1,IVRY","PC,TERA4P,BP RJ45,6A,S/FTP,T568A,STR,CM/LSOH1,IVRY,RED,2M","szt.",0.0,"SIEMON",null,null,null,28.68]
["T4T-B02M-B06L","PC,TERA4P,BP RJ45,6A,S/FTP,T568A,STR,CM/LSOH1,IVRY","PC,TERA4P,BP RJ45,6A,S/FTP,T568A,STR,CM/LSOH1,IVRY,BLU,2M","szt.",0.0,"SIEMON",null,null,null,28.68]
["T4T-B03M-B04L","PC,TERA4P,BP RJ45,6A,S/FTP,T568A,STR,CM/LSOH1,IVRY","PC,TERA4P,BP RJ45,6A,S/FTP,T568A,STR,CM/LSOH1,IVRY,GRY,3M","szt.",0.0,"SIEMON",null,null,null,30.88]
["T4T-B04M-B03L","PC,TERA4P,BP RJ45,6A,S/FTP,T568A,STR,CM/LSOH1,IVRY","PC,TERA4P,BP RJ45,6A,S/FTP,T568A,STR,CM/LSOH1,IVRY,RED,4M","szt.",0.0,"SIEMON",null,null,null,33.08]
["T4T-B05M-B01L","PC,TERA4P,BP RJ45,6A,S/FTP,T568A,STR,CM/LSOH1,IVRY","PC,TERA4P,BP RJ45,6A,S/FTP,T568A,STR,CM/LSOH1,IVRY,BLK,5M","szt.",0.0,"SIEMON",null,null,null,35.32]
["T4T-B05M-B06L","PC,TERA4P,BP RJ45,6A,S/FTP,T568A,STR,CM/LSOH1,IVRY","PC,TERA4P,BP RJ45,6A,S/FTP,T568A,STR,CM/LSOH1,IVRY,BLU,5M","szt.",0.0,"SIEMON",null,null,null,35.32]
["T4T-B1.5M-B04L","PC,TERA4P,BP RJ45,6A,S/FTP,T568A,STR,CM/LSOH1,IVRY","PC,TERA4P,BP RJ45,6A,S/FTP,T568A,STR,CM/LSOH1,IVRY,GRY,1.5M","szt.",0.0,"SIEMON",null,null,null,27.56]
["T4T-B1.5M-B07L","PC,TERA4P,BP RJ45,6A,S/FTP,T568A,STR,CM/LSOH1,IVRY","PC,TERA4P,BP RJ45,6A,S/FTP,T568A,STR,CM/LSOH1,IVRY,GRN,1.5M","szt.",0.0,"SIEMON",null,null,null,27.56]
["T4T-B7.5M-B02L","PC,TERA4P,BP RJ45,6A,S/FTP,T568A,STR,CM/LSOH1,IVRY","PC,TERA4P,BP RJ45,6A,S/FTP,T568A,STR,CM/LSOH1,IVRY,WHT,7.5M","szt.",0.0,"SIEMON",null,null,null,40.84]
["T4T-B7.5M-B07L","PC,TERA4P,BP RJ45,6A,S/FTP,T568A,STR,CM/LSOH1,IVRY","PC,TERA4P,BP RJ45,6A,S/FTP,T568A,STR,CM/LSOH1,IVRY,GRN,7.5M","szt.",0.0,"SIEMON",null,null,null,40.84]
["T4A-B02M-B04L","PC,TERA4P,BP RJ45,6A,S/FTP,T568B,STR,CM/LSOH1,IVRY","PC,TERA4P,BP RJ45,6A,S/FTP,T568B,STR,CM/LSOH1,IVRY,GRY,2M","szt.",0.0,"SIEMON",null,null,null,28.68]
["T4A-B03M-B03L","PC,TERA4P,BP RJ45,6A,S/FTP,T568B,STR,CM/LSOH1,IVRY","PC,TERA4P,BP RJ45,6A,S/FTP,T568B,STR,CM/LSOH1,IVRY,RED,3M","szt.",0.0,"SIEMON",null,null,null,30.88]
["T4A-B03M-B06L","PC,TERA4P,BP RJ45,6A,S/FTP,T568B,STR,CM/LSOH1,IVRY","PC,TERA4P,BP RJ45,6A,S/FTP,T568B,STR,CM/LSOH1,IVRY,BLU,3M","szt.",0.0,"SIEMON",null,null,null,30.88]
["T4A-B04M-B05L","PC,TERA4P,BP RJ45,6A,S/FTP,T568B,STR,CM/LSOH1,IVRY","PC,TERA4P,BP RJ45,6A,S/FTP,T568B,STR,CM/LSOH1,IVRY,YEL,4M","szt.",0.0,"SIEMON",null,null,null,33.08]
["T4A-B05M-B02L","PC,TERA4P,BP RJ45,6A,S/FTP,T568B,STR,CM/LSOH1,IVRY","PC,TERA4P,BP RJ45,6A,S/FTP,T568B,STR,CM/LSOH1,IVRY,WHT,5M","szt.",0.0,"SIEMON",null,null,null,35.32]
["T4A-B05M-B07L","PC,TERA4P,BP RJ45,6A,S/FTP,T568B,STR,CM/LSOH1,IVRY","PC,TERA4P,BP RJ45,6A,S/FTP,T568B,STR,CM/LSOH1,IVRY,GRN,5M","szt.",0.0,"SIEMON",null,null,null,35.32]
["T4A-B1.5M-B06L","PC,TERA4P,BP RJ45,6A,S/FTP,T568B,STR,CM/LSOH1,IVRY","PC,TERA4P,BP RJ45,6A,S/FTP,T568B,STR,CM/LSOH1,IVRY,BLU,1.5M","szt.",0.0,"SIEMON",null,null,null,27.56]
["T4A-B7.5M-B04L","PC,TERA4P,BP RJ45,6A,S/FTP,T568B,STR,CM/LSOH1,IVRY","PC,TERA4P,BP RJ45,6A,S/FTP,T568B,STR,CM/LSOH1,IVRY,GRY,7.5M","szt.",0.0,"SIEMON",null,null,null,40.84]
["T4A-B7.5M-B07L","PC,TERA4P,BP RJ45,6A,S/FTP,T568B,STR,CM/LSOH1,IVRY","PC,TERA4P,BP RJ45,6A,S/FTP,T568B,STR,CM/LSOH1,IVRY,GRN,7.5M","szt.",0.0,"SIEMON",null,null,null,40.84]
["T4T-S04M-B01L","PC,TERA4P,RJ45,6A,S/FTP,T568A,STR,CM/LSOH1,IVRY,BL","PC,TERA4P,RJ45,6A,S/FTP,T568A,STR,CM/LSOH1,IVRY,BLK,4M","szt.",0.0,"SIEMON",null,null,null,30.44]
["T4T-S1.5M-B06L","PC,TERA4P,RJ45,6A,S/FTP,T568A,STR,CM/LSOH1,IVRY,BL","PC,TERA4P,RJ45,6A,S/FTP,T568A,STR,CM/LSOH1,IVRY,BLU,1.5M","szt.",0.0,"SIEMON",null,null,null,24.92]
["T4T-S7.5M-B01L","PC,TERA4P,RJ45,6A,S/FTP,T568A,STR,CM/LSOH1,IVRY,BL","PC,TERA4P,RJ45,6A,S/FTP,T568A,STR,CM/LSOH1,IVRY,BLK,7.5M","szt.",0.0,"SIEMON",null,null,null,38.2]
["T4T-S02M-B04L","PC,TERA4P,RJ45,6A,S/FTP,T568A,STR,CM/LSOH1,IVRY,GR","PC,TERA4P,RJ45,6A,S/FTP,T568A,STR,CM/LSOH1,IVRY,GRY,2M","szt.",0.0,"SIEMON",null,null,null,26.02]
["T4T-S04M-B07L","PC,TERA4P,RJ45,6A,S/FTP,T568A,STR,CM/LSOH1,IVRY,GR","PC,TERA4P,RJ45,6A,S/FTP,T568A,STR,CM/LSOH1,IVRY,GRN,4M","szt.",0.0,"SIEMON",null,null,null,30.44]
["T4T-S7.5M-B07L","PC,TERA4P,RJ45,6A,S/FTP,T568A,STR,CM/LSOH1,IVRY,GR","PC,TERA4P,RJ45,6A,S/FTP,T568A,STR,CM/LSOH1,IVRY,GRN,7.5M","szt.",0.0,"SIEMON",null,null,null,38.2]
["T4T-S04M-B03L","PC,TERA4P,RJ45,6A,S/FTP,T568A,STR,CM/LSOH1,IVRY,RE","PC,TERA4P,RJ45,6A,S/FTP,T568A,STR,CM/LSOH1,IVRY,RED,4M","szt.",0.0,"SIEMON",null,null,null,30.44]
["T4T-S03M-B02L","PC,TERA4P,RJ45,6A,S/FTP,T568A,STR,CM/LSOH1,IVRY,WH","PC,TERA4P,RJ45,6A,S/FTP,T568A,STR,CM/LSOH1,IVRY,WHT,3M","szt.",0.0,"SIEMON",null,null,null,28.24]
["T4T-S01M-B05L","PC,TERA4P,RJ45,6A,S/FTP,T568A,STR,CM/LSOH1,IVRY,YE","PC,TERA4P,RJ45,6A,S/FTP,T568A,STR,CM/LSOH1,IVRY,YEL,1M","szt.",0.0,"SIEMON",null,null,null,23.8]
["T4T-S7.5M-B05L","PC,TERA4P,RJ45,6A,S/FTP,T568A,STR,CM/LSOH1,IVRY,YE","PC,TERA4P,RJ45,6A,S/FTP,T568A,STR,CM/LSOH1,IVRY,YEL,7.5M","szt.",0.0,"SIEMON",null,null,null,38.2]
["T4A-S02M-B06L","PC,TERA4P,RJ45,6A,S/FTP,T568B,STR,CM/LSOH1,IVRY,BL","PC,TERA4P,RJ45,6A,S/FTP,T568B,STR,CM/LSOH1,IVRY,BLU,2M","szt.",0.0,"SIEMON",null,null,null,26.02]
["T4A-S05M-B01L","PC,TERA4P,RJ45,6A,S/FTP,T568B,STR,CM/LSOH1,IVRY,BL","PC,TERA4P,RJ45,6A,S/FTP,T568B,STR,CM/LSOH1,IVRY,BLK,5M","szt.",0.0,"SIEMON",null,null,null,32.66]
["T4A-S01M-B04L","PC,TERA4P,RJ45,6A,S/FTP,T568B,STR,CM/LSOH1,IVRY,GR","PC,TERA4P,RJ45,6A,S/FTP,T568B,STR,CM/LSOH1,IVRY,GRY,1M","szt.",0.0,"SIEMON",null,null,null,23.8]
["T4A-S03M-B04L","PC,TERA4P,RJ45,6A,S/FTP,T568B,STR,CM/LSOH1,IVRY,GR","PC,TERA4P,RJ45,6A,S/FTP,T568B,STR,CM/LSOH1,IVRY,GRY,3M","szt.",0.0,"SIEMON",null,null,null,28.24]
["T4A-S05M-B07L","PC,TERA4P,RJ45,6A,S/FTP,T568B,STR,CM/LSOH1,IVRY,GR","PC,TERA4P,RJ45,6A,S/FTP,T568B,STR,CM/LSOH1,IVRY,GRN,5M","szt.",0.0,"SIEMON",null,null,null,32.66]
["T4A-S1.5M-B04L","PC,TERA4P,RJ45,6A,S/FTP,T568B,STR,CM/LSOH1,IVRY,GR","PC,TERA4P,RJ45,6A,S/FTP,T568B,STR,CM/LSOH1,IVRY,GRY,1.5M","szt.",0.0,"SIEMON",null,null,null,24.92]
["T4A-S02M-B03L","PC,TERA4P,RJ45,6A,S/FTP,T568B,STR,CM/LSOH1,IVRY,RE","PC,TERA4P,RJ45,6A,S/FTP,T568B,STR,CM/LSOH1,IVRY,RED,2M","szt.",0.0,"SIEMON",null,null,null,26.02]
["T4A-S04M-B03L","PC,TERA4P,RJ45,6A,S/FTP,T568B,STR,CM/LSOH1,IVRY,RE","PC,TERA4P,RJ45,6A,S/FTP,T568B,STR,CM/LSOH1,IVRY,RED,4M","szt.",0.0,"SIEMON",null,null,null,30.44]
["T4A-S03M-B02L","PC,TERA4P,RJ45,6A,S/FTP,T568B,STR,CM/LSOH1,IVRY,WH","PC,TERA4P,RJ45,6A,S/FTP,T568B,STR,CM/LSOH1,IVRY,WHT,3M","szt.",0.0,"SIEMON",null,null,null,28.24]
["T4A-S01M-B05L","PC,TERA4P,RJ45,6A,S/FTP,T568B,STR,CM/LSOH1,IVRY,YE","PC,TERA4P,RJ45,6A,S/FTP,T568B,STR,CM/LSOH1,IVRY,YEL,1M","szt.",0.0,"SIEMON",null,null,null,23.8]
["T4A-S7.5M-B05L","PC,TERA4P,RJ45,6A,S/FTP,T568B,STR,CM/LSOH1,IVRY,YE","PC,TERA4P,RJ45,6A,S/FTP,T568B,STR,CM/LSOH1,IVRY,YEL,7.5M","szt.",0.0,"SIEMON",null,null,null,38.2]
["T48T-S03M-02","PC,TERA4P,RJ45,8,S/FTP,T568A,STR,CM/LSOH1,WHT,WHT,","PC,TERA4P,RJ45,8,S/FTP,T568A,STR,CM/LSOH1,WHT,WHT,3M","szt.",0.0,"SIEMON",null,null,null,30.8]
["T4-01M-B02L","PC,TERA4P,TERA4P, 7A, S/FTP,STR CM/LSOH 1M","PC,TERA4P,TERA4P, 7A, S/FTP,STR CM/LSOH1, IVRY,WHT,1M","szt.",0.0,"SIEMON",null,null,null,14.0]
["T4-03M-02L ","PC,TERA4P,TERA4P,7A,S/FTP,STR,CM/LSOH1,WHT,WHT,","PC,TERA4P,TERA4P,7A,S/FTP,STR,CM/LSOH1,WHT,WHT,","szt.",0.0,"SIEMON",null,null,null,0.0]
["8ACC-S-TEHU","PDU, SENSOR, TEMP / HUMIDITY","PDU, SENSOR, TEMP / HUMIDITY","szt.",0.0,"SIEMON",null,null,null,127.6]
["8BV22-BA24E-K1A","PDU,BASIC,VERT,2PE,IEC,24XC13,6XC19,230V/32A","PDU,BASIC,VERT,2PE,IEC,24XC13,6XC19,230V/32A","szt.",0.0,"SIEMON",null,null,null,425.4]
["8WS22-BA07A-K1A","PDU,MANAGE,SVERT,2PE,IEC,7XC13,1XC19,230V/32A","PDU,MANAGE,SVERT,2PE,IEC,7XC13,1XC19,230V/32A","szt.",0.0,"SIEMON",null,null,null,1250.08]
["8WV20-BA21C-K1Z","PDU,MANAGE,VERT,2PE,IEC,21XC13,3XC19,230V/16A","PDU,MANAGE,VERT,2PE,IEC,21XC13,3XC19,230V/16A","szt.",0.0,"SIEMON",null,null,null,2130.3]
["8TH22-BA12Z-K1A","PDU,METER,HORZ,2PE,IEC,12XC13,230V/32A","PDU,METER,HORZ,2PE,IEC,12XC13,230V/32A","szt.",0.0,"SIEMON",null,null,null,376.58]
["8TV27-BA24E-K1A","PDU,METER,VERT,3PNE,IEC,24XC13,6XC19,230/400VWYE/3","PDU,METER,VERT,3PNE,IEC,24XC13,6XC19,230/400VWYE/32A","szt.",0.0,"SIEMON",null,null,null,719.36]
["8MV20-BA24E-K1A","PDU,MONITOR,VERT,2PE,IEC,24XC13,6XC19,230V/16A","PDU,MONITOR,VERT,2PE,IEC,24XC13,6XC19,230V/16A","szt.",0.0,"SIEMON",null,null,null,1072.7]
["8NH22-BA08Z-K1A","PDU,SMART,HORZ,2PE,IEC,8XC13,230V/32A","PDU,SMART,HORZ,2PE,IEC,8XC13,230V/32A","szt.",0.0,"SIEMON",null,null,null,1154.68]
["8NV22-BA21C-K1Z","PDU,SMART,VERT,2PE,IEC,21XC13,3XC19,230V/32A","PDU,SMART,VERT,2PE,IEC,21XC13,3XC19,230V/32A","szt.",0.0,"SIEMON",null,null,null,1857.72]
["8SS20-BA08Z-K1A","PDU,SWITCH,SVERT,2PE,IEC,8XC13,230V/16A","PDU,SWITCH,SVERT,2PE,IEC,8XC13,230V/16A","szt.",0.0,"SIEMON",null,null,null,1042.8]
["8SV27-BA21C-K1A","PDU,SWITCH,VERT,3PNE,IEC,21XC13,3XC19,230/400VWYE/","PDU,SWITCH,VERT,3PNE,IEC,21XC13,3XC19,230/400VWYE/32A","szt.",0.0,"SIEMON",null,null,null,1692.66]
["PESZEL","Peszel","Peszel","m",0.0,"Inne - okazjonalne",null,null,null,0.0]
["PFS3110-8P-96","PFS3110-8P-96","PFS3110-8P-96","szt.",0.0,"CCTV",null,null,null,0.0]
["202-098","PG16 FOR CABLES 9.0-14.0MM O.D","PG16 FOR CABLES 9.0-14.0MM O.D","szt.",0.0,"EXCEL",null,null,null,2.16]
["P1B-LCUL-01H","PGTL,SPLX,900,VALU,LCU,OS1/2,YEL,LSOH-1,1M","PGTL,SPLX,900,VALU,LCU,OS1/2,YEL,LSOH-1,1M","szt.",0.0,"SIEMON",null,null,null,8.0]
["FP1B-LC5L-03QH","PGTL,SPLX,900,XGLO,LC,OM3,AQA,LSOH3C,3M,AQA CONN","PGTL,SPLX,900,XGLO,LC,OM3,AQA,LSOH3C,3M,AQA CONN","szt.",0.0,"SIEMON",null,null,null,11.96]
["FP1B-LC5L-01AQ","PGTL,SPLX,900,XGLO,LC,OM3,AQA,OF NR,1M","PGTL,SPLX,900,XGLO,LC,OM3,AQA,OF NR,1M","szt.",0.0,"SIEMON",null,null,null,0.0]
["FPB24LC5L01QQB","PGTL,SPLX,900,XGLO,LC,OM3,AQA,OFNR,1M,BULK,AQA CON","PGTL,SPLX,900,XGLO,LC,OM3,AQA,OFNR,1M,BULK,AQA CONN","szt.",0.0,"SIEMON",null,null,null,10.0]
["FPB12LC5L03AQB","PGTL,SPLX,900,XGLO,LC,OM3,AQA,OFNR,3M,BULK","PGTL,SPLX,900,XGLO,LC,OM3,AQA,OFNR,3M,BULK","szt.",0.0,"SIEMON",null,null,null,11.34]
["FPBT24LC5L01AHB","PGTL,SPLX,900,XGLO,LC,OM3,MULTI,LSOH3C,1M,BULK","PGTL,SPLX,900,XGLO,LC,OM3,MULTI,LSOH3C,1M,BULK","szt.",0.0,"SIEMON",null,null,null,10.0]
["FPBT12LC5L01AQB","PGTL,SPLX,900,XGLO,LC,OM3,MULTI,OFNR,1M,BULK","PGTL,SPLX,900,XGLO,LC,OM3,MULTI,OFNR,1M,BULK","szt.",0.0,"SIEMON",null,null,null,10.0]
["FPBT24LC5L01QQB","PGTL,SPLX,900,XGLO,LC,OM3,MULTI,OFNR,1M,BULK,AQA C","PGTL,SPLX,900,XGLO,LC,OM3,MULTI,OFNR,1M,BULK,AQA CONN","szt.",0.0,"SIEMON",null,null,null,10.0]
["FPB12LC5V01AHB","PGTL,SPLX,900,XGLO,LC,OM4,AQA,LSOH3C,1M,BULK","PGTL,SPLX,900,XGLO,LC,OM4,AQA,LSOH3C,1M,BULK","szt.",0.0,"SIEMON",null,null,null,11.5]
["FPB12LC5V03AHB","PGTL,SPLX,900,XGLO,LC,OM4,AQA,LSOH3C,3M,BULK","PGTL,SPLX,900,XGLO,LC,OM4,AQA,LSOH3C,3M,BULK","szt.",0.0,"SIEMON",null,null,null,13.34]
["FPB24LC5V01AQB","PGTL,SPLX,900,XGLO,LC,OM4,AQA,OFNR,1M,BULK","PGTL,SPLX,900,XGLO,LC,OM4,AQA,OFNR,1M,BULK","szt.",0.0,"SIEMON",null,null,null,11.5]
["FPB24LC5V03AQB","PGTL,SPLX,900,XGLO,LC,OM4,AQA,OFNR,3M,BULK","PGTL,SPLX,900,XGLO,LC,OM4,AQA,OFNR,3M,BULK","szt.",0.0,"SIEMON",null,null,null,13.34]
["FPB24LC5V01EHB","PGTL,SPLX,900,XGLO,LC,OM4,EV,LSOH3C,1M,BULK","PGTL,SPLX,900,XGLO,LC,OM4,EV,LSOH3C,1M,BULK","szt.",0.0,"SIEMON",null,null,null,11.5]
["FPB24LC5V03EHB","PGTL,SPLX,900,XGLO,LC,OM4,EV,LSOH3C,3M,BULK","PGTL,SPLX,900,XGLO,LC,OM4,EV,LSOH3C,3M,BULK","szt.",0.0,"SIEMON",null,null,null,13.34]
["FPBT12LC5V01AHB","PGTL,SPLX,900,XGLO,LC,OM4,MULTI,LSOH3C,1M,BULK","PGTL,SPLX,900,XGLO,LC,OM4,MULTI,LSOH3C,1M,BULK","szt.",0.0,"SIEMON",null,null,null,11.5]
["FPBT24LC5V01EHB","PGTL,SPLX,900,XGLO,LC,OM4,MULTI,LSOH3C,1M,BULK,EV ","PGTL,SPLX,900,XGLO,LC,OM4,MULTI,LSOH3C,1M,BULK,EV CONN","szt.",0.0,"SIEMON",null,null,null,11.5]
["FPBT12LC5V03AHB","PGTL,SPLX,900,XGLO,LC,OM4,MULTI,LSOH3C,3M,BULK","PGTL,SPLX,900,XGLO,LC,OM4,MULTI,LSOH3C,3M,BULK","szt.",0.0,"SIEMON",null,null,null,13.34]
["FPBT12LC5V01AQB","PGTL,SPLX,900,XGLO,LC,OM4,MULTI,OFNR,1M,BULK","PGTL,SPLX,900,XGLO,LC,OM4,MULTI,OFNR,1M,BULK","szt.",0.0,"SIEMON",null,null,null,11.5]
["FPBT24LC5V01QQB","PGTL,SPLX,900,XGLO,LC,OM4,MULTI,OFNR,1M,BULK,AQA C","PGTL,SPLX,900,XGLO,LC,OM4,MULTI,OFNR,1M,BULK,AQA CONN","szt.",0.0,"SIEMON",null,null,null,11.5]
["FPBT24LC5V03QQB","PGTL,SPLX,900,XGLO,LC,OM4,MULTI,OFNR,3M,BULK,AQA C","PGTL,SPLX,900,XGLO,LC,OM4,MULTI,OFNR,3M,BULK,AQA CONN","szt.",0.0,"SIEMON",null,null,null,13.34]
["FPBT12LCAL03HB","PGTL,SPLX,900,XGLO,LCA,OS1/2,MULTI,LSOH3C,3M,BULK","PGTL,SPLX,900,XGLO,LCA,OS1/2,MULTI,LSOH3C,3M,BULK","szt.",0.0,"SIEMON",null,null,null,17.08]
["FPBT24LCAL03B","PGTL,SPLX,900,XGLO,LCA,OS1/2,MULTI,OFNR,3M,BULK","PGTL,SPLX,900,XGLO,LCA,OS1/2,MULTI,OFNR,3M,BULK","szt.",0.0,"SIEMON",null,null,null,17.08]
["FPB12LCAL03HB","PGTL,SPLX,900,XGLO,LCA,OS1/2,YEL,LSOH3C,3M,BULK","PGTL,SPLX,900,XGLO,LCA,OS1/2,YEL,LSOH3C,3M,BULK","szt.",0.0,"SIEMON",null,null,null,17.08]
["FPB24LCAL03B","PGTL,SPLX,900,XGLO,LCA,OS1/2,YEL,OFNR,3M,BULK","PGTL,SPLX,900,XGLO,LCA,OS1/2,YEL,OFNR,3M,BULK","szt.",0.0,"SIEMON",null,null,null,17.08]
["FPBT12LCUL03HB","PGTL,SPLX,900,XGLO,LCU,OS1/2,MULTI,LSOH3C,3M,BULK","PGTL,SPLX,900,XGLO,LCU,OS1/2,MULTI,LSOH3C,3M,BULK","szt.",0.0,"SIEMON",null,null,null,12.42]
["FP1B-LCUL-01H","PGTL,SPLX,900,XGLO,LCU,OS1/2,YEL,LSOH3C,1M","PGTL,SPLX,900,XGLO,LCU,OS1/2,YEL,LSOH3C,1M","szt.",0.0,"SIEMON",null,null,null,12.06]
["FPB12LCUL01B","PGTL,SPLX,900,XGLO,LCU,OS1/2,YEL,OFNR,1M,BULK","PGTL,SPLX,900,XGLO,LCU,OS1/2,YEL,OFNR,1M,BULK","szt.",0.0,"SIEMON",null,null,null,11.44]
["FPB12SC5L01QHB","PGTL,SPLX,900,XGLO,SC,OM3,AQA,LSOH3C,1M,BULK,AQA C","PGTL,SPLX,900,XGLO,SC,OM3,AQA,LSOH3C,1M,BULK,AQA CONN","szt.",0.0,"SIEMON",null,null,null,8.34]
["FP1B-SC5L-03QH","PGTL,SPLX,900,XGLO,SC,OM3,AQA,LSOH3C,3M,AQA CONN","PGTL,SPLX,900,XGLO,SC,OM3,AQA,LSOH3C,3M,AQA CONN","szt.",0.0,"SIEMON",null,null,null,10.2]
["FPB12SC5L01QQB","PGTL,SPLX,900,XGLO,SC,OM3,AQA,OFNR,1M,BULK,AQA CON","PGTL,SPLX,900,XGLO,SC,OM3,AQA,OFNR,1M,BULK,AQA CONN","szt.",0.0,"SIEMON",null,null,null,8.34]
["FPBT12SC5L03AHB","PGTL,SPLX,900,XGLO,SC,OM3,MULTI,LSOH3C,3M,BULK","PGTL,SPLX,900,XGLO,SC,OM3,MULTI,LSOH3C,3M,BULK","szt.",0.0,"SIEMON",null,null,null,9.7]
["FPB12SC5V01QHB","PGTL,SPLX,900,XGLO,SC,OM4,AQA,LSOH3C,1M,BULK,AQA C","PGTL,SPLX,900,XGLO,SC,OM4,AQA,LSOH3C,1M,BULK,AQA CONN","szt.",0.0,"SIEMON",null,null,null,9.6]
["FP1B-SC5V-03AH","PGTL,SPLX,900,XGLO,SC,OM4,AQA,LSOH3C,3M","PGTL,SPLX,900,XGLO,SC,OM4,AQA,LSOH3C,3M","szt.",0.0,"SIEMON",null,null,null,14.44]
["FPB12SC5V01QQB","PGTL,SPLX,900,XGLO,SC,OM4,AQA,OFNR,1M,BULK,AQA CON","PGTL,SPLX,900,XGLO,SC,OM4,AQA,OFNR,1M,BULK,AQA CONN","szt.",0.0,"SIEMON",null,null,null,9.6]
["FP1B-SC5V-03EH","PGTL,SPLX,900,XGLO,SC,OM4,EV,LSOH3C,3M","PGTL,SPLX,900,XGLO,SC,OM4,EV,LSOH3C,3M","szt.",0.0,"SIEMON",null,null,null,12.04]
["FPBT12SC5V03AHB","PGTL,SPLX,900,XGLO,SC,OM4,MULTI,LSOH3C,3M,BULK","PGTL,SPLX,900,XGLO,SC,OM4,MULTI,LSOH3C,3M,BULK","szt.",0.0,"SIEMON",null,null,null,11.42]
["FPBT12SC5V01AQB","PGTL,SPLX,900,XGLO,SC,OM4,MULTI,OFNR,1M,BULK","PGTL,SPLX,900,XGLO,SC,OM4,MULTI,OFNR,1M,BULK","szt.",0.0,"SIEMON",null,null,null,9.6]
["FPBT12SCAL01HB","PGTL,SPLX,900,XGLO,SCA,OS1/2,MULTI,LSOH3C,1M,BULK","PGTL,SPLX,900,XGLO,SCA,OS1/2,MULTI,LSOH3C,1M,BULK","szt.",0.0,"SIEMON",null,null,null,12.88]
["FP1B-SCAL-01H","PGTL,SPLX,900,XGLO,SCA,OS1/2,YEL,LSOH3C,1M","PGTL,SPLX,900,XGLO,SCA,OS1/2,YEL,LSOH3C,1M","szt.",0.0,"SIEMON",null,null,null,13.56]
["FPBT12SCUL01HB","PGTL,SPLX,900,XGLO,SCU,OS1/2,MULTI,LSOH3C,1M,BULK","PGTL,SPLX,900,XGLO,SCU,OS1/2,MULTI,LSOH3C,1M,BULK","szt.",0.0,"SIEMON",null,null,null,8.66]
["FPB12SCUL03HB","PGTL,SPLX,900,XGLO,SCU,OS1/2,YEL,LSOH3C,3M,BULK","PGTL,SPLX,900,XGLO,SCU,OS1/2,YEL,LSOH3C,3M,BULK","szt.",0.0,"SIEMON",null,null,null,9.62]
["AR-03-013","Phono Audio Cable Stereo 10Mtr","Phono Audio Cable Stereo 10Mtr","szt.",0.0,"EXCEL",null,null,null,10.26]
["AR-03-015","Phono Audio Cable Stereo 5Mtr","Phono Audio Cable Stereo 5Mtr","szt.",0.0,"EXCEL",null,null,null,18.36]
[4.0566101E8,"Pierścień -15mm GB2ZR","Pierścień -15mm GB2ZR","szt.",0.0,"Puszki podłogowe i koryta",null,null,null,0.0]
["9195 017/3,0","Pigtail E2000 - 9/125 µm (APC), jednomodowy","Pigtail E2000 - 9/125 µm (APC), jednomodowy, 3,0m","szt.",52.9,"Cobi FO pigtaile i patchcordy",null,null,null,0.0]
["9193 018/1,0","Pigtail FC, Typ 9/125 jednomodowy, 1,0m","Pigtail FC, Typ 9/125 jednomodowy, 1,0m","szt.",9.89,"Cobi FO pigtaile i patchcordy",null,null,null,0.0]
["9199 018/2,0","Pigtail LC 9/125 jednomodowy","Pigtail LC 9/125 jednomodowy, 2,0m","szt.",9.2,"Cobi FO pigtaile i patchcordy",null,null,null,0.0]
["9159 018/1,0/OM3","Pigtail LC, Typ 50/125 wielomodowy, 1,0m OM3","Pigtail LC, Typ 50/125 wielomodowy, 1,0m OM3","szt.",8.28,"Cobi FO pigtaile i patchcordy",null,null,null,0.0]
["F11-0400-2","Pigtail LC/APC jednomodowy OS2 LSOH easy strip 2m","Pigtail CobiCabling LC/APC jednomodowy OS2 LSOH easy strip 2m","szt.",11.12,"Cobi FO pigtaile i patchcordy",null,null,null,0.0]
["F12-0300-1","Pigtail LC/PC wielomodowy OM2 LSOH 1m","Pigtail CobiCabling LC/PC wielomodowy OM2 LSOH easy strip 1m","szt.",5.76,"Cobi FO pigtaile i patchcordy",null,null,null,0.0]
["F14-0300-2","Pigtail LC/PC wielomodowy OM4 LSOH easy strip 2m","Pigtail CobiCabling LC/PC wielomodowy OM4 LSOH easy strip 2m","szt.",11.6,"Cobi FO pigtaile i patchcordy",null,null,null,0.0]
["9152 018/2,0/DX","Pigtail SC 50/125 µm, duplex wielomodowy, 2,0m","Pigtail SC 50/125 µm, duplex wielomodowy, 2,0m","szt.",25.21,"Cobi FO pigtaile i patchcordy",null,null,null,0.0]
["9152 018/1,0/OM3","Pigtail SC 50/125 µm, wielomodowy 1,0m OM3","Pigtail SC 50/125 µm, wielomodowy, 1,0m OM3","szt.",3.96,"Cobi FO pigtaile i patchcordy",null,null,null,0.0]
["9192 018/2,0","Pigtail SC 9/125 µm, jednomodowy 2,0m","Pigtail SC 9/125 µm, jednomodowy, 2,0m","szt.",9.43,"Cobi FO pigtaile i patchcordy",null,null,null,0.0]
["9192 018/2,0/APC","Pigtail SC/APC 9/125 µm, jednomodowy, 2,0m","Pigtail SC/APC 9/125 µm, jednomodowy, 2,0m","szt.",9.2,"Cobi FO pigtaile i patchcordy",null,null,null,0.0]
["F12-0100-1","Pigtail SC/PC wielomodowy OM2 LSOH 1m","Pigtail CobiCabling SC/PC wielomodowy OM2 LSOH easy strip 1m","szt.",5.76,"Cobi FO pigtaile i patchcordy",null,null,null,0.0]
["F13-0100-1","Pigtail SC/PC wielomodowy OM3 LSOH 1m","Pigtail CobiCabling SC/PC wielomodowy OM3 LSOH easy strip 1m","szt.",6.4,"Cobi FO pigtaile i patchcordy",null,null,null,0.0]
["9151 018/2,0","Pigtail ST 50/125 µm, wielomodowy","Pigtail ST 50/125 µm, wielomodowy, 2,0m","szt.",9.43,"Cobi FO pigtaile i patchcordy",null,null,null,0.0]
["9151 018/1,0/OM3","Pigtail ST 50/125 µm, wielomodowy, 1,0M OM3","Pigtail ST 50/125 µm, wielomodowy, 1,0M OM3","szt.",8.97,"Cobi FO pigtaile i patchcordy",null,null,null,0.0]
["9191 018/2,0","Pigtail ST 9/125 µm, jednomodowy, 2,0m","Pigtail ST 9/125 µm, jednomodowy, 2,0m","szt.",11.04,"Cobi FO pigtaile i patchcordy",null,null,null,0.0]
["ZP-CAP","PLUG, ZPLUG CAP, BLACK,ACCESSORY,BAG of 25","PLUG, ZPLUG CAP, BLACK,ACCESSORY,BAG of 25","szt.",0.0,"SIEMON",null,null,null,5.18]
["ZP-CLIP-03","PLUG, ZPLUG CLIP, RED, ACCESSORY,BAG of 25","PLUG, ZPLUG CLIP, RED, ACCESSORY,BAG of 25","szt.",0.0,"SIEMON",null,null,null,7.32]
["PLZ1040-D","PLZ1040-D","PLZ1040-D","szt.",0.0,"CCTV",null,null,null,0.0]
["5861 036/24/P","Płyta czołowa 24xSC dx/LC quad 1U RAL9005","Płyta czołowa PREMIUM 24xSC duplex/LC quad 1U RAL9005","szt.",54.28,"Cobi FO osprzęt",null,null,null,0.0]
["5061 031/12/P","Płyta czołowa PREMIUM 12xST/FC 1U","Płyta czołowa PREMIUM 12xST/FC 1U","szt.",34.27,"Cobi FO osprzęt",null,null,null,0.0]
["C-5010 078 ","Płyta czołowa z prowadnicami kabla 19\"/1U szara /T","Płyta czołowa z prowadnicami kabla 19\"/1U RAL 7035 szara","szt.",0.0,"Cobi szafy akcesoria",null,null,null,0.0]
["F0996","Płyta montażowa ocynkowana na tył szafy 21'' wys. ","Płyta montażowa ocynkowana na tył szafy 21'' wys. 1000mm (do szaf 24U)","szt.",237.5,"TECNOSTEEL",null,null,null,0.0]
["TX9146N","Płyta wypełniająca podłogę szafy wyposażóna w 2 śr","Płyta wypełniająca podłogę szafy wyposażóna w 2 środkowe przepusty przesuwne oraz 2 boczne przepusty szczotkowe do wprowadzenia kabli - wym. 800 x 1030 mm","szt.",0.0,"TECNOSTEEL",null,null,null,0.0]
["F9825","Płyta zaślepiająca tył szafki Compact Net 7U","Płyta zaślepiająca tył szafki Compact Net 7U","szt.",58.82,"TECNOSTEEL",null,null,null,0.0]
[6671002.0,"Płytka nośna 2xRJ45 do gniazd zgodnych z TAE","Płytka nośna 2xRJ45 keystone do gniazd zgodnych z TAE","szt.",3.91,"Cobi Cu okablowanie",null,null,null,0.0]
["F9095","PODEST STABILIZUJĄCY / PRZECIWWAGA DLA SZAF SERWER","PODEST STABILIZUJĄCY / PRZECIWWAGA DLA SZAF SERWEROWYCH O SZEROKOŚCI 600 mm","szt.",348.33,"TECNOSTEEL",null,null,null,0.0]
["T9050N","Podest stabilizujący / Przeciwwaga dostawiana do c","Podest stabilizujący / Przeciwwaga dostawiana do cokołu dla szaf T7X o szer. 800 mm","szt.",332.76,"TECNOSTEEL",null,null,null,0.0]
[4.3842201E8,"Podł. punkt zasilania PPZ1 E10 R5 7011","Podł. punkt zasilania PPZ1 E10 R5 7011","szt.",0.0,"Puszki podłogowe i koryta",null,null,null,0.0]
[4.5442301E8,"Podł. punkt zasilania PPZ2 04 R5 7011","Podł. punkt zasilania PPZ2 04 R5 7011","szt.",0.0,"Puszki podłogowe i koryta",null,null,null,0.0]
["PODRĘCZNIK","Podręcznik Instalatora","Podręcznik projektanta i instalatora systemów okablowania strukturalnego","szt.",0.0,"Inne - okazjonalne",null,null,null,0.0]
[8483.0,"POKRYWA KĄTOWA 8483 (PK160X65D)","POKRYWA KĄTOWA 8483 (PK160X65D)","szt.",0.0,"Puszki podłogowe i koryta",null,null,null,0.0]
[8681.0,"POKRYWA KOŃCOWA (LH 15X10) 8681","POKRYWA KOŃCOWA (LH 15X10) 8681","szt.",0.0,"Puszki podłogowe i koryta",null,null,null,0.0]
[4020005.0,"Pokrywa magazynu bezpieczników","Pokrywa magazynu bezpieczników","szt.",0.0,"Cobi LSA telekomunikacja",null,null,null,0.0]
[8404.0,"POKRYWA ODGAŁĘŹNA 8404 (PK90X55D)","POKRYWA ODGAŁĘŹNA 8404 (PK90X55D)","szt.",0.0,"Puszki podłogowe i koryta",null,null,null,0.0]
[8487.0,"POKRYWA PRZEPUSTOWA 8487 (PK160X65D)","POKRYWA PRZEPUSTOWA 8487 (PK160X65D)","szt.",0.0,"Puszki podłogowe i koryta",null,null,null,0.0]
[5066001.0,"Pokrywa stelaża zapasu kabla światłowodowego","Pokrywa stelaża zapasu kabla światłowodowego 610x610x105 mm RAL7035 szary","szt.",402.48,"Cobi FO osprzęt",null,null,null,0.0]
[3.6854201E8,"Pokrywa uchyl. KD1 Q2S-568 K12 7011","Pokrywa uchyl. KD1 Q2S-568 K12 7011","szt.",0.0,"Puszki podłogowe i koryta",null,null,null,0.0]
[3.6842201E8,"Pokrywa uchyl. KD1 Q2S-568 R5 7011","Pokrywa uchyl. KD1 Q2S-568 R5 7011","szt.",0.0,"Puszki podłogowe i koryta",null,null,null,0.0]
[3.69422012E8,"Pokrywa uchyl. KD1 Q2S-569t R5 7011","Pokrywa uchyl. KD1 Q2S-569t R5 7011","szt.",0.0,"Puszki podłogowe i koryta",null,null,null,0.0]
[3.68424011E8,"Pokrywa uchyl. KD3 Q2S-568d R5 7011","Pokrywa uchyl. KD3 Q2S-568d R5 7011","szt.",0.0,"Puszki podłogowe i koryta",null,null,null,0.0]
[3.68423011E8,"Pokrywa uchylna KD2 Q2S-568d R5 7011    ","Pokrywa uchylna KD2 Q2S-568d R5 7011    ","szt.",0.0,"Puszki podłogowe i koryta",null,null,null,0.0]
["F62-0015","Pole krosowe 8xSC duplex/LC/quad","Pole krosowe 8xSC duplex/LC/quad ","szt.",34.5,"Cobi FO osprzęt",null,null,null,0.0]
["F62-0023","Pole krosowe do boxu S 24xSC sx","Pole krosowe do boxu S 24xSC simplex","szt.",34.5,"Cobi FO osprzęt",null,null,null,0.0]
["F62-0032","Pole krosowe do boxu światłowodowego D 48xSC sx","Pole krosowe do boxu światłowodowego D 48xSC simplex","szt.",46.0,"Cobi FO osprzęt",null,null,null,0.0]
["POM/INSTAL","Pomiary instalacji okablowania","Pomiary instalacji okablowania","szt.",0.0,"USŁUGI",null,null,null,0.0]
["540-901","POWER STRIP STAND-OFF BRACKET 1PR BLACK",null,"szt.",0.0,"EXCEL",null,null,null,55.08]
["F9008N","PÓŁKA O ZMIENNEJ GŁĘBOKOŚCI 1U - MOCOWANA NA 4 BEL","PÓŁKA O ZMIENNEJ GŁĘBOKOŚCI 1U - MOCOWANA NA 4 BELKACH 19'' (zakres gł. 427-755 mm) - 30 kg","szt.",263.47,"TECNOSTEEL",null,null,null,0.0]
["5010 210/450/C","Półka stała 1U - gł. 450 mm kolor czarny","Półka stała 1U - gł. 450 mm - mocowanie na 2 belkach 19'' - max. nośność 15 kg, kolor czarny","szt.",94.76,"Cobi szafy akcesoria",null,null,null,0.0]
["A10-1250","Półka stała 1U 19\" gł. 250 mm, moc. 2 belki szara","Pólka stała CobiCabling 19\" 1U nośność 25kg, mocowanie na 2 belkach, 250mm głębokości, RAL 7035 szara","szt.",81.65,"Cobi szafy akcesoria",null,null,null,0.0]
["F9243","Półka stała 1U 19\" gł. 310 mm, moc. 2 belki szara","Półka stała 19\" 1U nośność 15kg, mocowanie na 2 belkach, 310mm głębokości, RAL 7035 szara","szt.",75.58,"TECNOSTEEL",null,null,null,0.0]
["F9107N","Półka stała 1U 19\" gł. 350 mm, moc. 2 belki czarna","Półka stała 19\" 1U nośność 15kg, mocowanie na 2 belkach, 350mm głębokości, RAL 9005 czarna","szt.",82.3,"TECNOSTEEL",null,null,null,0.0]
["F9350N","Półka stała 1U 19\" gł. 450 mm, moc. 4 belki czarna","Półka stała 19\" 1U nośność 100kg, mocowanie na 4 belkach, 450mm głębokości z regulacją rozstawu, dla szaf o głębokości 600mm, RAL 9005 czarna","szt.",92.38,"TECNOSTEEL",null,null,null,0.0]
["F9352","Półka stała 1U 19\" gł. 750 mm, moc. 4 belki szara","Półka stała 19\" 1U nośność 100kg, mocowanie na 4 belkach, 750mm głębokości z regulacją rozstawu, dla szaf o głębokości 1000mm, RAL 7035 szara","szt.",141.09,"TECNOSTEEL",null,null,null,0.0]
["F9000N","Półka stała 2U 19\" gł. 250 mm, moc. 2 belki czarna","Półka stała 19\" 2U nośność 25kg, mocowanie na 2 belkach, 250mm głębokości, RAL 9005 czarna","szt.",59.63,"TECNOSTEEL",null,null,null,0.0]
["A11-2350","Półka stała 2U 19\" gł. 350 mm, moc. 2 belki czarna","Pólka stała CobiCabling 19\" 2U nośność 25kg, mocowanie na 2 belkach, 350mm głębokości, RAL 9005 czarna","szt.",0.0,"Cobi szafy akcesoria",null,null,null,0.0]
["F9100","Półka stała 2U 19\" gł. 470 mm, moc. 4 belki szara","Półka stała 19\" 2U nośność 80kg, mocowanie na 2 belkach, 470mm głębokości, RAL 7035 szara","szt.",128.49,"TECNOSTEEL",null,null,null,0.0]
["F9089","Półka stała 2U 19\" gł. 750 mm, moc. 4 belki szara","Półka stała 19\" 2U nośność 80kg, mocowanie na 4 belkach, 750mm głębokości, dla szaf o głębokości 1000mm, RAL 7035 szara","szt.",245.23,"TECNOSTEEL",null,null,null,0.0]
["F9105N","Półka wysuwana 19\" 2U gł. 600mm, max. 40kg, czarna","Półka wysuwana 19\" 2U, nośność max. 40kg, mocowanie na 2 belkach, 600mm głębokości, RAL 9005 czarna","szt.",263.47,"TECNOSTEEL",null,null,null,0.0]
[3050004.0,"Profil-Rundstangenhalter-U Tiefe: 46mm","Profil-Rundstangenhalter-U Tiefe: 46mm","szt.",0.0,"Exportowe",null,null,null,0.0]
["AR-52-001","Projector Mount Tilt White Dia 54-320mm 10Kg","Projector Mount Tilt White Dia 54-320mm 10Kg","szt.",0.0,"EXCEL",null,null,null,21.86]
["AR-20-371","Projector Wall Plate Fly Lead Single Gang St/Steel","Projector Wall Plate Fly Lead Single Gang St/Steel","szt.",0.0,"EXCEL",null,null,null,0.0]
["5B","PROTECTOR MOUNT FOR USE WITH 21A FUSES","PROTECTOR MOUNT FOR USE WITH 21A FUSES","szt.",0.0,"EXCEL",null,null,null,30.94]
["F9440N","Prowadnica kablowa 1U za pokrywa","Prowadnica kablowa 1U za pokrywa - kolor czarny RAL 9005","szt.",97.42,"TECNOSTEEL",null,null,null,0.0]
["F9441N","Prowadnica kablowa 2U z pokrywa","Prowadnica kablowa 2U z pokrywa","szt.",0.0,"Cobi szafy akcesoria",null,null,null,0.0]
["T9184N","Prowadnica powietrza do zabudowy korytarza z boczn","Prowadnica powietrza do zabudowy korytarza z bocznym kanalikami powietrza","szt.",2863.77,"TECNOSTEEL",null,null,null,0.0]
["P9090N","Prowadnice pionowe Progress 38U pokrywa i zatrzask","Zestaw 2 prowadnic pionowych do szaf Progress 38U z pokrywą i zatrzaskiem - gł. 120mm, kolor czarny","szt.",359.8,"TECNOSTEEL",null,null,null,0.0]
["P9098N","Prowadnice pionowe Progress 47U pokrywa i zatrzask","Zestaw 2 prowadnic pionowych do szaf Progress 47U z pokrywą i zatrzaskiem - gł. 120mm, kolor czarny","szt.",445.01,"TECNOSTEEL",null,null,null,0.0]
[8.5676101E8,"Przedłużenie Rastec KDRZ Q3RLE 35mm","Przedłużenie Rastec KDRZ Q3RLE 35mm","szt.",0.0,"Puszki podłogowe i koryta",null,null,null,0.0]
["T2242NGU","Przegroda oddzielająca dla szaf ustawionych w rzęd","Przegroda oddzielająca dla szaf ustawionych w rzędach - 42Ux1200","szt.",676.44,"TECNOSTEEL",null,null,null,0.0]
["T2248TNTCCL","Przegroda/osłona środkowa z otworami przepływu pow","Przegroda/osłona środkowa z otworami przepływu powietrza - 48U 1200 mm","szt.",899.72,"TECNOSTEEL",null,null,null,0.0]
["T21-1180","Przełącznica przyścienna MDF 1x800 ","Przełącznica przyścienna MDF 1x800  dla 80 łączówek","szt.",0.0,"Cobi LSA telekomunikacja",null,null,null,0.0]
["T21-1290","Przełącznica przyścienna MDF 2x900 ","Przełącznica przyścienna MDF 2x900 dla 90 łączówek","szt.",0.0,"Cobi LSA telekomunikacja",null,null,null,0.0]
["T21-0102","Przełącznica szafkowa 530 (1020 par)","Przełącznica szafkowa 530 (1020 par)","szt.",2307.15,"Cobi LSA telekomunikacja",null,null,null,0.0]
[2021069.0,"Przełącznica, DIN mini 2 porty SC duplex","Przełącznica, DIN mini 2 porty SC duplex  (montaż szyna TH-DIN lub naścienny - zaznaczyć przy zamówieniu)","szt.",87.4,"Cobi FO osprzęt",null,null,null,0.0]
["A41-2507","Przepust szczotkowy 250x70mm czarny","Przepust szczotkowy 250x70mm czarny","szt.",22.33,"Cobi szafy akcesoria",null,null,null,0.0]
["A41-1000","Przepust ze szczotką 1U 19\" czarny RAL 9005","Przepust ze szczotką CobiCabling 1U 19\" RAL 9005 czarny","szt.",27.83,"Cobi szafy akcesoria",null,null,null,0.0]
["A40-1000","Przepust ze szczotką 1U 19\" RAL 7035 szary ","Przepust ze szczotką CobiCabling 1U 19\" RAL 7035 szary ","szt.",103.73,"Cobi szafy akcesoria",null,null,null,0.0]
["PROJEKT","Przygotowanie projektu instalacji","Przygotowanie projektu instalacji niskoprądowych","szt.",0.0,"USŁUGI",null,null,null,0.0]
[8010109.0,"Przyrząd do zaciskania modułów CobiDat KS","Przyrząd do zaciskania modułów CobiDat KS","szt.",327.22,"Cobi Cu okablowanie",null,null,null,0.0]
["PTF-51-PRO/POE/MICRO","PTF-51-PRO/PoE/Micro","PTF-51-PRO/PoE/Micro","szt.",0.0,"CCTV",null,null,null,0.0]
["KP PK","PUSZKA DO KANAŁU KP PK","PUSZKA DO KANAŁU KP PK","szt.",0.0,"Puszki podłogowe i koryta",null,null,null,0.0]
[4.0599401E8,"Puszka montażowa GB4M4/50","Puszka montażowa GB4M4/50","szt.",0.0,"Puszki podłogowe i koryta",null,null,null,0.0]
[4.0599602E8,"Puszka montażowa GBPM4  2x45 S    ","Puszka montażowa GBPM4  2x45 S    ","szt.",0.0,"Puszki podłogowe i koryta",null,null,null,0.0]
[9.0570201E8,"Puszka montażowa GBV3  ","Puszka montażowa GBV3  ","szt.",0.0,"Puszki podłogowe i koryta",null,null,null,0.0]
[7.0599701E8,"Puszka montażowa PM04 M4","Puszka montażowa PM04 M4","szt.",0.0,"Puszki podłogowe i koryta",null,null,null,0.0]
["SAN-PN4M","Puszka natynkowa 4-modułowa, biała","Puszka natynkowa, Mosaic 45x90, 4-modułowa, biała, gł. 40mm","szt.",7.15,"Cobi 45x45",null,null,null,0.0]
["KPP 80","PUSZKA PODŁOGOWA POD OSPRZĘT","PUSZKA PODŁOGOWA POD OSPRZĘT","szt.",0.0,"Puszki podłogowe i koryta",null,null,null,0.0]
[2.5841292E8,"Puszka podłogowa UDH Q02.1 165-215","Puszka podłogowa UDH Q02.1 165-215","szt.",0.0,"Puszki podłogowe i koryta",null,null,null,0.0]
[2.5821492E8,"Puszka podłogowa UDH Q02-518 180","Puszka podłogowa UDH Q02-518 180","szt.",0.0,"Puszki podłogowe i koryta",null,null,null,0.0]
[2.5531292E8,"Puszka podłogowa UDH Q2-512 70-130 ","Puszka podłogowa UDH Q2-512 70-130 ","szt.",0.0,"Puszki podłogowe i koryta",null,null,null,0.0]
["SAN-PPG4M","Puszka podtynkowa 4-modułowa, M45, gł. 40mm","Puszka podtynkowa, Mosaic 45x90, 4-modułowa, biała, gł. 40mm","szt.",11.71,"Cobi 45x45",null,null,null,0.0]
["541-204-BK","RACK MOUNT CABINET 600mm W X 600mm D 42U-BLACK","RACK MOUNT CABINET 600mm W X 600mm D 42U-BLACK","szt.",0.0,"EXCEL",null,null,null,0.0]
["RS3-07","RACK SYS,2POST,7F,19IN,152MM,45U,ALUM,BLK,MGRS&CVR","RACK SYS,2POST,7F,19IN,152MM,45U,ALUM,BLK,MGRS&CVRS","szt.",0.0,"SIEMON",null,null,null,1193.5]
["RS-07E","RACK SYS,2POST,7F,19IN,365MM,45U,ALUM,BLK","RACK SYS,2POST,7F,19IN,365MM,45U,ALUM,BLK","szt.",0.0,"SIEMON",null,null,null,994.7]
[2.5395661E8,"Rama dopasowująca UDM3 Q12","Rama dopasowująca UDM3 Q12","szt.",0.0,"Puszki podłogowe i koryta",null,null,null,0.0]
["C15-0002","Ramka 2-modułowa (standard 50x50mm)","Ramka 2-modułowa keystone (standard 50x50mm)","szt.",3.48,"Cobi Cu okablowanie",null,null,null,0.0]
["SAN-SRK","Ramka 45x45mm ze zintegrowanym supportem (RAL 9010","Ramka 45x45mm ze zintegrowanym supportem (RAL 9010)","szt.",0.0,"Półprodukty do montażu",null,null,null,0.0]
["RS4M","Ramka czteromodułowa + support - standard 45x45 mm","Ramka czteromodułowa + support - standard 45x45 mm","szt.",4.37,"Inne - okazjonalne",null,null,null,0.0]
[9.0572405E8,"Ramka M45 GBV MM4","Ramka M45 GBV MM4","szt.",0.0,"Puszki podłogowe i koryta",null,null,null,0.0]
["T20-0009","Ramka maskująca do Box II","Ramka maskująca do Box II","szt.",37.61,"Cobi LSA telekomunikacja",null,null,null,0.0]
[1.0085901E7,"Rangierdrahtführungsbügel Mit Vorkammer Für waager","Rangierdrahtführungsbügel Mit Vorkammer Für waagerechte Rangierwege Maße (BxHxT): 8x130x151 mm Material: Metall, pulverbesichtet RAL 7035 (lichtgrau)","szt.",0.0,"Inne - okazjonalne",null,null,null,0.0]
["REFAKTURA","REFAKTURA KOSZTÓW","REFAKTURA KOSZTÓW","szt.",0.0,"USŁUGI",null,null,null,0.0]
["CPT-DIE-TP","REPLACEMENT TWISTED PAIR DIE, YELLOW","REPLACEMENT TWISTED PAIR DIE, YELLOW","szt.",0.0,"SIEMON",null,null,null,18.72]
[5234000.0,"Rękawy ochronne TY30 (50m)","Rękawy ochronne TY30 (50m)","szt.",1001.74,"Cobi Cu okablowanie",null,null,null,0.0]
["AR-60-003","Right angled HDMI coupler 90 Deg (Down) V2.0 4K","Right angled HDMI coupler 90 Deg (Down) V2.0 4K","szt.",0.0,"EXCEL",null,null,null,1.6]
["24-0021","RJ45 STRAIN RELIEF BOOT DARK GREY","RJ45 STRAIN RELIEF BOOT DARK GREY","szt.",0.0,"EXCEL",null,null,null,0.22]
["C26-0103","Rozdzielacz portu STP RJ45 10/100 BaseT + ISDN","Rozdzielacz portu RJ45 ekranowany 10/100 BaseT + ISDN","szt.",20.95,"Cobi Cu okablowanie",null,null,null,0.0]
["C26-0100","Rozdzielacz portu STP RJ45 2xISDN","Rozdzielacz portu RJ45 ekranowany 2xISDN","szt.",19.85,"Cobi Cu okablowanie",null,null,null,0.0]
["T20-0029","Rozdzielnik Box III - dla 100 par, z ryglem","Rozdzielnik Box III - dla 100 par, z ryglem","szt.",131.1,"Cobi LSA telekomunikacja",null,null,null,0.0]
["ROZL.GAZ","Rozliczenie Gazu","Rozliczenie Gazu","szt.",0.0,"USŁUGI",null,null,null,0.0]
["555-1V-COM32-INT1(9)","S/Ph V/32a com l/r 20-c13 10a 4-C19=16A 3M T/F/L",null,"szt.",0.0,"EXCEL",null,null,null,0.0]
["S5750E-28X-P-SI-R2","S5750E-28X-P-SI-R2","Managed L3 Lite PoE Access Switch 20x10/100/1000Base-T with PoE+ (370W) + 4xCombo (RJ45 PoE or SFP) + 4x 1/10GBase-X SFP+, AC Power Supply,0° +50°, 1U","szt.",0.0,"CCTV",null,null,null,0.0]
["350-772","Safe-D Conduit-Clip 25 Black - Pack of 20","Safe-D Conduit-Clip 25 Black - Pack of 20","szt.",0.0,"EXCEL",null,null,null,0.0]
["350-761","Safe-D F-Clip 40 - Pack of 50 flat form version","Safe-D F-Clip 40 - Pack of 50 flat form version","szt.",0.0,"EXCEL",null,null,null,0.0]
["350-766","Safe-D U-Clip 50 - Pack of 50 pre folded version","Safe-D U-Clip 50 - Pack of 50 pre folded version","szt.",0.0,"EXCEL",null,null,null,0.0]
[1036015.0,"Samoprzylepna taśma miedziana","Samoprzylepna taśma miedziana","m",19.64,"Cobi Cu okablowanie",null,null,null,0.0]
["SBV-136B","SBV-136B","SBV-136B","szt.",0.0,"CCTV",null,null,null,0.0]
["200-366","SC DUPLEX ADAPTOR SINGLEMODE-BLUE","SC DUPLEX ADAPTOR SINGLEMODE-BLUE","szt.",0.0,"EXCEL",null,null,null,1.78]
["200-358","SC MM CERAMIC FERRULE SIMPLEX CONNECTOR","SC MM CERAMIC FERRULE SIMPLEX CONNECTOR","szt.",0.0,"EXCEL",null,null,null,1.88]
["200-564","SCAPC SIMPLEX SM CONNECTOR PRE-ANGLED 8-DEG GREEN","SCAPC SIMPLEX SM CONNECTOR PRE-ANGLED 8-DEG GREEN","szt.",0.0,"EXCEL",null,null,null,2.04]
[4175.0,"SD.wizualny lokalizator uszkodzeń 5mW","SD.wizualny lokalizator uszkodzeń 5mW","szt.",324.29,"Cobi FO osprzęt",null,null,null,0.0]
["200-120","SELF ADHESIVE TWIST CLIPS 9.2/26.1MM PK 100","SELF ADHESIVE TWIST CLIPS 9.2/26.1MM PK 100","szt.",0.0,"EXCEL",null,null,null,16.8]
["1G SM","SF-SM31020D-GP -SFP 1.25Gbps LX 1310nm LC DDM SMF ","SF-SM31020D-GP -SFP 1.25Gbps LX 1310nm LC DDM SMF 20km                     ","szt.",0.0,"CCTV",null,null,null,0.0]
["SF-SM31020DI-GP-SFP","SF-SM31020DI-GP-SFP","SF-SM31020DI-GP-SFP","szt.",0.0,"CCTV",null,null,null,0.0]
["F3521","Single phase 32A PDU 1 32A circuit breaker - 8xC13","Single phase 32A PDU 1 32A circuit breaker - 8xC13 - Full: It monitors the total current,the individual current and the power on/off of individual outlets. Sensor ports: 3xTemp/Humidity, 2 x Door contact ports, 2 x Smoke, 2 x opening doors, 1 x Water dete","szt.",0.0,"Cobi szafy akcesoria",null,null,null,0.0]
["MX-SM2-02","SM BOX,2 OPENS,MX,WHT","SM BOX,2 OPENS,MX,WHT","szt.",0.0,"SIEMON",null,null,null,5.34]
["MX-SMZ6-02","SM BOX,6 OPENS,ZMAX,WHT","SM BOX,6 OPENS,ZMAX,WHT","szt.",0.0,"SIEMON",null,null,null,12.34]
["X-IBOX-01","SM BOX,DBL GNG,1 OPEN,RGDZD,LT GRY,IP66/IP67","SM BOX,DBL GNG,1 OPEN,RGDZD,LT GRY,IP66/IP67","szt.",0.0,"SIEMON",null,null,null,58.44]
["TL-SL2428WEB","SMART SWITCH 24X10/100MBPS","SMART SWITCH 24X10/100MBPS","szt.",0.0,"CCTV",null,null,null,0.0]
["CON-SNT-AIRP3P8I","SNTC-8X5XNBD 802.11ac W2 AP w/CA (59 miesięcy)","SNTC-8X5XNBD 802.11ac W2 AP w/CA (59 miesięcy)","szt.",0.0,"UPS i urządzenia aktywne",null,null,null,0.0]
["555-1V-COM32-INT1(8)","SP V/32a com l/r o/a pow 24-C13=4-C19=16A 3M T/F/L","SP V/32a com l/r o/a pow 24-C13=4-C19=16A 3M T/F/L","szt.",0.0,"EXCEL",null,null,null,0.0]
["202-062","SPARE BLADE FOR 202-061","SPARE BLADE FOR 202-061","szt.",0.0,"EXCEL",null,null,null,10.82]
["SPAWANIE","Spawanie łącz światłowodowych","Spawanie łącz światłowodowych","szt.",64.4,"Cobi FO osprzęt",null,null,null,0.0]
["57C0 0100000.1/P","Splice Box OD 24","Splice Box OD 24","szt.",362.69,"Inne - okazjonalne",null,null,null,0.0]
["SP-MM85030D-GP DL","SP-MM85030D-GP -SFP+ SR 10Gbs 850nm LC DDM MMF 300","SP-MM85030D-GP -SFP+ SR 10Gbs 850nm LC DDM MMF 300m for D-Link","szt.",0.0,"CCTV",null,null,null,0.0]
["SP-SM31010D-GP","SP-SM31010D-GP -SFP+ LR 10Gbs 1310nm LC DDM SMF 10","SP-SM31010D-GP -SFP+ LR 10Gbs 1310nm LC DDM SMF 10km for DCN","szt.",0.0,"CCTV",null,null,null,0.0]
["200-350-SM","ST SINGLEMODE BULKHEAD ADAPTOR","ST SINGLEMODE BULKHEAD ADAPTOR","szt.",0.0,"EXCEL",null,null,null,0.0]
["ST2000VX003","ST2000VX003","DYSK","szt.",0.0,"CCTV",null,null,null,0.0]
["ST6000VX001","ST6000VX001","ST6000VX001","szt.",0.0,"CCTV",null,null,null,0.0]
[2051012.0,"Standverteilerschrank SVL 3000 Mit Montagekanal Ma","Standverteilerschrank SVL 3000 Mit Montagekanal Maße (BxHxT): 1200x2000x400 mm RAL 7035 (lichtgrau)","szt.",0.0,"Inne - okazjonalne",null,null,null,0.0]
["WBSFD12","STEEL FRONT DOOR FOR 12U W/BOX GREY","STEEL FRONT DOOR FOR 12U W/BOX GREY","szt.",0.0,"EXCEL",null,null,null,43.68]
["WBSFD15","STEEL FRONT DOOR FOR 15U W/BOX GREY","STEEL FRONT DOOR FOR 15U W/BOX GREY","szt.",0.0,"EXCEL",null,null,null,54.58]
["WBSFD18","STEEL FRONT DOOR FOR 18U W/BOX GREY","STEEL FRONT DOOR FOR 18U W/BOX GREY","szt.",0.0,"EXCEL",null,null,null,65.52]
["WBSFD9-BK","STEEL FRONT DOOR FOR 9U W/BOX BLACK","STEEL FRONT DOOR FOR 9U W/BOX BLACK","szt.",0.0,"EXCEL",null,null,null,32.74]
["200-735","ST-SC DUPLEX ADAPTOR","ST-SC DUPLEX ADAPTOR","szt.",0.0,"EXCEL",null,null,null,1.74]
["AR-10-005","SVGA Cable Male-Male Grey 10Mtr Nickel Plated","SVGA Cable Male-Male Grey 10Mtr Nickel Plated","szt.",0.0,"EXCEL",null,null,null,20.66]
["AR-10-008","SVGA Cable Male-Male Grey 30Mtr Nickel Plated","SVGA Cable Male-Male Grey 30Mtr Nickel Plated","szt.",0.0,"EXCEL",null,null,null,47.88]
["200-903-A","SYRINGE-SINGLE","SYRINGE-SINGLE","szt.",0.0,"EXCEL",null,null,null,0.0]
["P6820 OFN","Szafa 19\" 20U 600x800mm, bez drzwi i osłon czarna","Szafa Progress 19\" 20U 600x800mm, bez drzwi i osłon, cokół 100mm, nośność 1000kg, kolor czarny RAL 9005","szt.",2291.31,"TECNOSTEEL",null,null,null,0.0]
["P6624N","Szafa 19\" 24U 600x600mm, drzwi szkło czarna","Szafa Progress 19\" 24U 600x600mm, drzwi przednie przeszklone, osłony tylna i boczne pełne, cokół 100mm, nośność 1000kg, kolor czarny RAL 9005","szt.",2251.32,"TECNOSTEEL",null,null,null,0.0]
["P8824 OFN","Szafa 19\" 24U 800x800mm, bez drzwi i osłon czarna","Szafa Progress 19\" 24U 800x800mm, bez drzwi i osłon, cokół 100mm, nośność 1000kg, kolor czarny RAL 9005","szt.",2086.17,"TECNOSTEEL",null,null,null,0.0]
["P8824","Szafa 19\" 24U 800x800mm, drzwi szkło, szara","Szafa Progress 19\" 24U 800x800mm, drzwi przednie przeszklone, osłony tylna i boczne pełne, cokół 100mm, nośność 1000kg, szara RAL 7035","szt.",3007.56,"TECNOSTEEL",null,null,null,0.0]
["P6427","Szafa 19\" 27U 600x400mm, drzwi szkło, szara","Szafa Progress 19\" 27U 600x400mm, drzwi przednie przeszklone, osłony tylna i boczne pełne, cokół 100mm, nośność 1000kg, szara RAL 7035","szt.",2725.25,"TECNOSTEEL",null,null,null,0.0]
["RC11-6827","Szafa 19\" 27U 600x800mm, drzwi szkło, czarna","Szafa CobiCabling 19\" 27U 600x800mm, drzwi przednie przeszklone, drzwi tylne pełne, panel wentylacyjny 4-wentylatorowy z kablem zasilającym, kółka - 2 z blokadą, stopki, kpl. linek uziemienia, czarna RAL 9005","szt.",2029.97,"Cobi szafy",null,null,null,0.0]
["P6627 OF","Szafa 19\" 27U OF 600x600mm, bez drzwi i osłon","Szafa Progress Open Frame 19\" 27U 600x600mm, bez drzwi i osłon, cokół 100mm, nośność 1000kg, szara RAL 7035","szt.",3024.94,"TECNOSTEEL",null,null,null,0.0]
["P8127 OF","Szafa 19\" 27U OF 800x1000mm, bez drzwi i osłon","Szafa ProgressServer Open Frame 19\" 27U 800x1000mm, bez drzwi i osłon, cokół 100mm, nośność 1000kg, szara RAL 7035","szt.",2812.92,"TECNOSTEEL",null,null,null,0.0]
["P6833 OFN","Szafa 19\" 33U 600x800mm, bez drzwi i osłon czarna","Szafa Progress 19\" 33U 600x800mm, bez drzwi i osłon, cokół 100mm, nośność 1000kg, kolor czarny RAL 9005","szt.",2120.94,"TECNOSTEEL",null,null,null,0.0]
["P8833 OFN","Szafa 19\" 33U 800x800mm, bez drzwi i osłon czarna","Szafa Progress 19\" 33U 800x800mm, bez drzwi i osłon, cokół 100mm, nośność 1000kg, kolor czarny RAL 9005","szt.",3111.87,"TECNOSTEEL",null,null,null,0.0]
["P6638 OFN","Szafa 19\" 38U 600x600mm, bez drzwi i osłon czarna","Szafa Progress 19\" 38U 600x600mm, bez drzwi i osłon, cokół 100mm, nośność 1000kg, kolor czarny RAL 9005","szt.",3285.71,"TECNOSTEEL",null,null,null,0.0]
["P6638","Szafa 19\" 38U 600x600mm, drzwi szkło, szara","Szafa Progress 19\" 38U 600x600mm, drzwi przednie przeszklone, osłony tylna i boczne pełne, cokół 100mm, nośność 1000kg, szara RAL 7035","szt.",3441.5,"TECNOSTEEL",null,null,null,0.0]
["P8638","Szafa 19\" 38U 800x600mm, drzwi szkło, szara","Szafa Progress 19\" 38U 800x600mm, drzwi przednie przeszklone, osłony tylna i boczne pełne, cokół 100mm, nośność 1000kg, szara RAL 7035","szt.",3319.21,"TECNOSTEEL",null,null,null,0.0]
["P6838 OF","Szafa 19\" 38U OF 600x800mm, bez drzwi i osłon","Szafa Progress Open Frame 19\" 38U 600x800mm, bez drzwi i osłon, cokół 100mm, nośność 1000kg, szara RAL 7035","szt.",2929.33,"TECNOSTEEL",null,null,null,0.0]
["P6142A2P75","Szafa 19\" 42U 600x1000mm, drzwi perf. szara","Szafa ProgressServer 19\" 42U 600x1000, drzwi przednie pojedyncze i tylne podwójne, perforowane 75%, osłony boczne pełne, szafa z cokołem 100mm, kolor szary RAL 7035","szt.",5537.32,"TECNOSTEEL",null,null,null,0.0]
["P6242NA2P75","Szafa 19\" 42U 600x1200mm, drzwi perf. czarna","Szafa ProgressServer 19\" 42U 600x1000, drzwi przednie i tylne podwójne perforowane 75%, osłony boczne pełne, szafa z cokołem 100mm, kolor czarny RAL 9005","szt.",0.0,"TECNOSTEEL",null,null,null,0.0]
["P6442N","Szafa 19\" 42U 600x400mm, drzwi szkło czarna","Szafa Progress 19\" 42U 600x400mm, drzwi przednie przeszklone, osłony tylna i boczne pełne, cokół 100mm, nośność 1000kg, kolor czarny RAL 9005","szt.",3231.86,"TECNOSTEEL",null,null,null,0.0]
["P6642","Szafa 19\" 42U 600x600mm, drzwi szkło, szara","Szafa Progress 19\" 42U 600x600mm, drzwi przednie przeszklone, osłony tylna i boczne pełne, cokół 100mm, nośność 1000kg, szara RAL 7035","szt.",2655.95,"TECNOSTEEL",null,null,null,0.0]
["P8142 OFN","Szafa 19\" 42U 800x1000mm, bez drzwi i osłon czarna","Szafa ProgressServer 19\" 42U 800x1000mm, bez drzwi i osłon, cokół 100mm, nośność 1000kg, kolor czarny RAL 9005","szt.",2659.48,"TECNOSTEEL",null,null,null,0.0]
["RC11-8142-P","Szafa 19\" 42U 800x1000mm, drzwi perf., czarna","Szafa CobiCabling 19\" 42U 800x1000mm, drzwi przednie perforowane 80%, drzwi tylne dwuskrzydłowe perforowane 80%, panel wentylacyjny 4-wentylatorowy z kablem zasilającym, kółka - 2 z blokadą, stopki, kpl. linek uziemienia, czarna RAL 9005","szt.",3542.84,"Cobi szafy",null,null,null,0.0]
["P8242NA2P75","Szafa 19\" 42U 800x1200mm, drzwi perf. czarna","Szafa ProgressServer 19\" 42U 600x1000, drzwi przednie i tylne podwójne perforowane 75%, osłony boczne pełne, szafa z cokołem 100mm, kolor czarny RAL 9005","szt.",0.0,"TECNOSTEEL",null,null,null,0.0]
["P8842 OFN","Szafa 19\" 42U 800x800mm, bez drzwi i osłon czarna","Szafa Progress 19\" 42U 800x800mm, bez drzwi i osłon, cokół 100mm, nośność 1000kg, kolor czarny RAL 9005","szt.",2329.55,"TECNOSTEEL",null,null,null,0.0]
["P8842","Szafa 19\" 42U 800x800mm, drzwi szkło, szara","Szafa Progress 19\" 42U 800x800mm, drzwi przednie przeszklone, osłony tylna i boczne pełne, cokół 100mm, nośność 1000kg, szara RAL 7035","szt.",3165.17,"TECNOSTEEL",null,null,null,0.0]
["P8642 OF","Szafa 19\" 42U OF 800x600mm, bez drzwi i osłon","Szafa Progress Open Frame 19\" 42U 800x600mm, bez drzwi i osłon, cokół 100mm, nośność 1000kg, szara RAL 7035","szt.",2677.25,"TECNOSTEEL",null,null,null,0.0]
["P6147AP75","Szafa 19\" 47U 600x1000mm, drzwi perf. szara","Szafa ProgressServer 19\" 47U 600x1000, drzwi przednie i tylne perforowane 75%, osłony boczne pełne, szafa z cokołem 100mm, kolor szary RAL 7035","szt.",5409.86,"TECNOSTEEL",null,null,null,0.0]
["P6647 OFN","Szafa 19\" 47U 600x600mm, bez drzwi i osłon czarna","Szafa Progress 19\" 47U 600x600mm, bez drzwi i osłon, cokół 100mm, nośność 1000kg, kolor czarny RAL 9005","szt.",2798.94,"TECNOSTEEL",null,null,null,0.0]
["P6847","Szafa 19\" 47U 600x800mm, drzwi szkło, szara","Szafa Progress 19\" 47U 600x800mm, drzwi przednie przeszklone, osłony tylna i boczne pełne, cokół 100mm, nośność 1000kg, szara RAL 7035","szt.",3511.37,"TECNOSTEEL",null,null,null,0.0]
["P8247NA2P75","Szafa 19\" 47U 800x1200mm, drzwi perf. czarna","Szafa ProgressServer 19\" 42U 600x1000, drzwi przednie i tylne podwójne perforowane 75%, osłony boczne pełne, szafa z cokołem 100mm, kolor czarny RAL 9005","szt.",0.0,"TECNOSTEEL",null,null,null,0.0]
["P8247AP75","Szafa 19\" 47U 800x1200mm, drzwi perf. szara","Szafa ProgressServer 19\" 47U 800x1200mm, drzwi przednie i tylne perforowane 75%, osłony boczne pełne, cokół 100mm, nośność 1000kg, szara RAL 7035","szt.",0.0,"TECNOSTEEL",null,null,null,0.0]
["P8847","Szafa 19\" 47U 800x800mm, drzwi szkło, szara","Szafa Progress 19\" 47U 800x800mm, drzwi przednie przeszklone, osłony tylna i boczne pełne, cokół 100mm, nośność 1000kg, szara RAL 7035","szt.",3649.21,"TECNOSTEEL",null,null,null,0.0]
["P6142 OF","Szafa 19\"42U OF 600x1000mm, bez drzwi i osłon","Szafa ProgressServer Open Frame 19\" 42U 600x1000mm, bez drzwi i osłon, cokół 100mm, nośność 1000kg, szara RAL 7035","szt.",2583.65,"TECNOSTEEL",null,null,null,0.0]
["P6147 OF","Szafa 19\"47U OF 600x1000mm, bez drzwi i osłon","Szafa ProgressServer Open Frame 19\" 47U 600x1000mm, bez drzwi i osłon, cokół 100mm, nośność 1000kg, szara RAL 7035","szt.",3544.8,"TECNOSTEEL",null,null,null,0.0]
["D6647-21","SZAFA ETSI 21''- 47Ux600x600 drzwi przednie z szyb","SZAFA ETSI 21''- 47Ux600x600 drzwi przednie z szybą, drzwi tylne pełne, osłony boczne, stopki - RAL 7035","szt.",3435.84,"TECNOSTEEL",null,null,null,0.0]
["FIP61220","Szafa IP 2000x600x1200","Szafa IP 2000x600x1200","szt.",0.0,"TECNOSTEEL",null,null,null,0.0]
["P6148N2CL753S","Szafa kolokacyjna 48Ux600x1000 PROGRESS","Szafa kolokacyjna 48Ux600x1000 PROGRESS","szt.",0.0,"TECNOSTEEL",null,null,null,0.0]
["P8127N","Szafa ProgressServer 19\" 27U 800x1000mm, drzwi prz","Szafa ProgressServer 19\" 27U 800x1000mm, drzwi przednie przeszklone, osłony tylna i boczne pełne, cokół 100mm, nośność 1000kg, czarna RAL 9005","szt.",3433.25,"TECNOSTEEL",null,null,null,0.0]
["P6242N","Szafa ProgressServer 19\" 42U 600x1200mm, ","Szafa ProgressServer 19\" 42U 600x1200mm, drzwi przednie przeszklone, osłony tylna i boczne pełne, cokół 100mm, nośność 1000kg, czarna RAL 9005","szt.",0.0,"TECNOSTEEL",null,null,null,0.0]
["P8242N","Szafa ProgressServer 19\" 42U 800x1200mm, ","Szafa ProgressServer 19\" 42U 800x1200mm, drzwi przednie przeszklone, osłony tylna i boczne pełne, cokół 100mm, nośność 1000kg, czarna RAL 9005","szt.",0.0,"TECNOSTEEL",null,null,null,0.0]
["P8247","Szafa ProgressServer 19\" 47U 800x1200mm, ","Szafa ProgressServer 19\" 47U 800x1200mm, drzwi przednie przeszklone, osłony tylna i boczne pełne, cokół 100mm, nośność 1000kg, szara RAL 7035","szt.",0.0,"TECNOSTEEL",null,null,null,0.0]
["P8127 SP","Szafa serwerowa 27Ux800x1000 PROGRESS","Szafa serwerowa 27Ux800x1000 PROGRESS","szt.",0.0,"TECNOSTEEL",null,null,null,0.0]
["P6642OF","Szafa stojaca 42Ux600x600 PROGRESS","Szafa stojaca 42Ux600x600 PROGRESS Drzwi szklane podwójne z przodu, osłony boczne i tylna pełne","szt.",0.0,"TECNOSTEEL",null,null,null,0.0]
["TS14150","Szafa szkieletowa 42U 800x800","Szafa szkieletowa 42U 800x800","szt.",0.0,"TECNOSTEEL",null,null,null,0.0]
["T8142NAV2P8","Szafa T7 - wym.800x1030x42U ","Szafa T7 - wym.800x1030x42U ","szt.",0.0,"TECNOSTEEL",null,null,null,0.0]
["T8242NA2P8","Szafa T7 - wym.800x1200x42U ","Szafa T7 - wym.800x1200x42U ","szt.",0.0,"TECNOSTEEL",null,null,null,0.0]
["TX6242N1G2G","Szafa T7X 19\" 42U 600x1200, drzwi perf. czarna","Szafa T7 Plus 19\" 42U 600x1200 - drzwi przednie jednoskrzydłowe i tylne dwuskrzydłowe perforowane 82%, bez osłon bocznych, kółka i stopki poziomujące, czarna RAL 9005","szt.",8185.8,"TECNOSTEEL",null,null,null,0.0]
["TX8142N1G2G","Szafa T7X 19\" 42U 800x1030, drzwi perf. czarna","Szafa T7 Plus 19\" 42U 800x1030 - drzwi przednie jednoskrzydłowe i tylne dwuskrzydłowe perforowane 82%, bez osłon bocznych, kółka i stopki poziomujące, czarna RAL 9005","szt.",8006.76,"TECNOSTEEL",null,null,null,0.0]
["TX8242N1G2G","Szafa T7X 19\" 42U 800x1200, drzwi perf. czarna","Szafa T7 Plus 19\" 42U 800x1200 - drzwi przednie jednoskrzydłowe i tylne dwuskrzydłowe perforowane 82%, bez osłon bocznych, kółka i stopki poziomujące, czarna RAL 9005","szt.",9586.88,"TECNOSTEEL",null,null,null,0.0]
["TX6148N1G2G","Szafa T7X 19\" 48U 600x1030, drzwi perf. czarna","Szafa T7 Plus 19\" 48U 600x1030 - drzwi przednie jednoskrzydłowe i tylne dwuskrzydłowe perforowane 82%, bez osłon bocznych, kółka i stopki poziomujące, czarna RAL 9005","szt.",7427.24,"TECNOSTEEL",null,null,null,0.0]
["TX8148N1V2M","Szafa T7X 19\" 48U 800x1030, drzwi szkło czarna","Szafa T7 Plus 19\" 48U 800x1030 - drzwi przednie jednoskrzydłowe przeszklone i tylne dwuskrzydłowe blaszane, bez osłon bocznych, kółka i stopki poziomujące, czarna RAL 9005","szt.",8217.37,"TECNOSTEEL",null,null,null,0.0]
["5010 0000/W","Szafa teleinformatyczna CobiNet z wyposażeniem  ","Szafa teleinformatyczna CobiNet z wyposażeniem - Serwerowa","szt.",0.0,"Cobi szafy",null,null,null,0.0]
["TX8142R1G2G","Szafa TX7- wym 800x1030x42U","Szafa TX7- wym 800x1030x42U","szt.",0.0,"TECNOSTEEL",null,null,null,0.0]
["RC01-0612","Szafa wisząca 19\" 12U 600mm, drzwi szkło, czarna","Szafa wisząca CobiCabling 19\" 12U 600x600mm, drzwi przednie przeszklone, zdejmowane osłony boczne, czarna RAL 9005","szt.",672.41,"Cobi szafy",null,null,null,0.0]
["F6120","Szafa wisząca 19\" 13U 620mm, drzwi szkło, szara","Szafa wisząca Tecno 19\" 13U 600x620mm, drzwi przednie przeszklone, zdejmowane osłony boczne, szara","szt.",864.58,"TECNOSTEEL",null,null,null,0.0]
["F5150","Szafa wisząca 19\" 16U 520mm, drzwi szkło, szara","Szafa wisząca Tecno 19\" 16U 600x520mm, drzwi przednie przeszklone, zdejmowane osłony boczne, szara","szt.",948.51,"TECNOSTEEL",null,null,null,0.0]
["F6210","Szafa wisząca 19\" 22U 620mm, drzwi szkło, szara","Szafa wisząca Tecno 19\" 22U 600x620mm, drzwi przednie przeszklone, zdejmowane osłony boczne, szara","szt.",1319.65,"TECNOSTEEL",null,null,null,0.0]
["F4506","Szafa wisząca 19\" 7U 420mm, drzwi szkło, szara","Szafa wisząca Tecno 19\" 7U 600x420mm, drzwi przednie przeszklone, zdejmowane osłony boczne, szara","szt.",497.41,"TECNOSTEEL",null,null,null,0.0]
["RC01-0609","Szafa wisząca 19\" 9U 600mm, drzwi szkło, czarna","Szafa wisząca CobiCabling 19\" 9U 600x600mm, drzwi przednie przeszklone, zdejmowane osłony boczne, czarna RAL 9005","szt.",603.49,"Cobi szafy",null,null,null,0.0]
["RCR01-0422","Szafa wisząca CobiCabling Ravus 19\" 22U 600x450mm,","Szafa wisząca CobiCabling Ravus 19\" 22U 600x450mm, drzwi przednie przeszklone, zdejmowane osłony boczne z zamkiem, czarna RAL 9005","szt.",907.41,"Cobi szafy",null,null,null,0.0]
["RCR01-0406","Szafa wisząca CobiCabling Ravus 19\" 6U 600x450mm, ","Szafa wisząca CobiCabling Ravus 19\" 6U 600x450mm, drzwi przednie przeszklone, zdejmowane osłony boczne z zamkiem, czarna RAL 9005","szt.",482.91,"Cobi szafy",null,null,null,0.0]
["RCR01-0606","Szafa wisząca CobiCabling Ravus 19\" 6U 600x600mm, ","Szafa wisząca CobiCabling Ravus 19\" 6U 600x600mm, drzwi przednie przeszklone, zdejmowane osłony boczne z zamkiem, czarna RAL 9005","szt.",546.09,"Cobi szafy",null,null,null,0.0]
["F6090 SP","SZAFKA 10U 600X620X520H - zdejmowane osłony boczne","SZAFKA 10U 600X620X520H - zdejmowane osłony boczne","szt.",0.0,"TECNOSTEEL",null,null,null,0.0]
["FH6013","SZAFKA 13U 600X620X520H - zdejmowane osłony boczne","SZAFKA 13U 600X620X520H - zdejmowane osłony boczne obciążalność do 100kg","szt.",1379.09,"TECNOSTEEL",null,null,null,0.0]
["R00 - 0416","SZAFKA 15Ux600x390mm – zdejmowane osłony boczne","SZAFKA 15Ux600x390mm – zdejmowane osłony boczne","szt.",0.0,"TECNOSTEEL",null,null,null,0.0]
["FP4016","SZAFKA 16U 787x600x420mm – zdejmowane osłony boczn","SZAFKA 16U 787x600x420mm – zdejmowane osłony boczne","szt.",599.2,"TECNOSTEEL",null,null,null,0.0]
["F6015SZC","Szafka 19\" 15Ux600x600 szyba czarna","Szafka 19\" 15Ux600x600 szyba czarna","szt.",0.0,"TECNOSTEEL",null,null,null,0.0]
["FP5022","SZAFKA 22U 1054x600x520mm – zdejmowane osłony bocz","SZAFKA 22U 1054x600x520mm – zdejmowane osłony boczne","szt.",820.99,"TECNOSTEEL",null,null,null,0.0]
["R00 - 0506","SZAFKA 6Ux600x500mm – zdejmowane osłony boczne","SZAFKA 6Ux600x500mm – zdejmowane osłony boczne","szt.",0.0,"TECNOSTEEL",null,null,null,0.0]
["FP4007M","SZAFKA 7U 387x600x420mm -drzwiczki pełne metalowe ","SZAFKA 7U 387x600x420mm -drzwiczki pełne metalowe zdejmowane osłony boczne      ","szt.",457.49,"TECNOSTEEL",null,null,null,0.0]
["F4255","SZAFKA NA LAPTOPA „SECURITY”","SZAFKA NA LAPTOPA „SECURITY”","szt.",1102.32,"TECNOSTEEL",null,null,null,0.0]
[5012000.0,"Szafka wisząca","Szafka wisząca","szt.",0.0,"Cobi szafy",null,null,null,0.0]
["5012 073/10","Szafka wisząca CobiNet 10”/7U 358X270X387H drzwi/s","Szafka wisząca CobiNet 10”/7U 358X270X387H drzwi/szyba","szt.",0.0,"Cobi Cu okablowanie",null,null,null,0.0]
["SZKOLENIE ","SZKOLENIE ","SZKOLENIE ","szt.",0.0,"USŁUGI",null,null,null,0.0]
["SZKOLENIE CI ","SZKOLENIE Z ZAKRESU SYSTEMÓW OKABLOWANIA ","SZKOLENIE Z ZAKRESU SYSTEMÓW OKABLOWANIA STRUKTURALNEGO  ","szt.",0.0,"USŁUGI",null,null,null,0.0]
["T32-1200-3,0","Sznur 2/2 2-polowy 3,0m, jednostronnie niezakończ.","Sznur 2/2 2-polowy 3,0m, jednostronnie niezakończony","szt.",0.0,"Cobi LSA telekomunikacja",null,null,null,0.0]
["3025 089/6,0","Sznur 2/4 4-polowy 6,0m, jednostronnie niezakończ.","Sznur 2/4 4-polowy 6,0m, jednostronnie niezakończony","szt.",0.0,"Cobi LSA telekomunikacja",null,null,null,0.0]
["T32-1220-1,0","Sznur połącz. 2/2 2-polowy zakoń. 2x LSA 1m","Sznur połączeniowy 2/2 2-polowy, obustronnie zakończony wtykiem LSA 1m","szt.",0.0,"Cobi LSA telekomunikacja",null,null,null,0.0]
["3021 095/1,5","Sznur połączeniowy 2/4 4-polowy 1,5m, obustronnie","Sznur połączeniowy 2/4 4-polowy 1,5m, obustronnie zakończony wtykami LSA","szt.",0.0,"Cobi LSA telekomunikacja",null,null,null,0.0]
["T32-1210-0,5","Sznur pomiar 2/2 2-polowy 0,5m, 2x gn. typ 'banan'","Sznur pomiar 2/2 2-polowy 0,5m, z dwoma wtykami typu 'banan'","szt.",0.0,"Cobi LSA telekomunikacja",null,null,null,0.0]
["T32-1210-1,5","Sznur pomiar 2/2 2-polowy 1,5m, 2x gn. typ 'banan'","Sznur pomiar 2/2 2-polowy 1,5m, z dwoma wtykami typu 'banan'","szt.",0.0,"Cobi LSA telekomunikacja",null,null,null,0.0]
["T32-1230-3,0","Sznur pomiar 2/2 2-polowy 3,0m, 2x gn. typ 'banan'","Sznur pomiar 2/2 2-polowy 3,0m, z dwoma gniazdami typu 'banan'","szt.",0.0,"Cobi LSA telekomunikacja",null,null,null,0.0]
["T32-1430-0,5","Sznur pomiar 2/4 4-polowy 0,5m, z 4 gniazdami","Sznur pomiarowy 2/4 4-polowy 0,5m, z czterema gniazdami","szt.",0.0,"Cobi LSA telekomunikacja",null,null,null,0.0]
["3021 087/1,0","Sznur pomiarowy 2/4 4-polowy 1,0m, z czterema wtyk","Sznur pomiarowy 2/4 4-polowy 1,0m, z czterema wtykami typu „banan”","szt.",0.0,"Cobi LSA telekomunikacja",null,null,null,0.0]
["3024 087/3,0","Sznur pomiarowy 2/4 4-polowy 3,0m, z czterema wtyk","Sznur pomiarowy 2/4 4-polowy 3,0m, z czterema wtykami typu „banan”","szt.",0.0,"Cobi LSA telekomunikacja",null,null,null,0.0]
["3027 070/6,0","Sznur pomiarowy 2/4 4-polowy 6,0m, z czterema","Sznur pomiarowy 2/4 4-polowy 6,0m, z czterema gniazdami do wtyków typu „banan”","szt.",0.0,"Cobi LSA telekomunikacja",null,null,null,0.0]
["F9271","SZUFLADA NA DOKUMENTACJĘ 2U (MOCOWANA DO 4 BELEK 1","SZUFLADA NA DOKUMENTACJĘ 2U (MOCOWANA DO 4 BELEK 19\" - OBCIĄŻENIE DO 25 kg)","szt.",491.33,"TECNOSTEEL",null,null,null,0.0]
["SZ-T/1U","Szuflada teleskopowa z organizatorem 19\" 1U","Szuflada teleskopowa z organizatorem 19\" 1U","szt.",0.0,"Inne - okazjonalne",null,null,null,0.0]
["ŚRUBY","ŚRUBY","ŚRUBY","szt.",0.0,"Inne - okazjonalne",null,null,null,0.0]
["350-082","T36 GALV STAPLES 14MM (PACK 5000)","T36 GALV STAPLES 14MM (PACK 5000)","szt.",0.0,"EXCEL",null,null,null,0.0]
["30-496","TELEMASTER RJ45/RJ11 PLUG CRIMP TOOL","TELEMASTER RJ45/RJ11 PLUG CRIMP TOOL","szt.",0.0,"EXCEL",null,null,null,114.64]
["T1U1-01M-B01L ","TERA 1PR TO RJ11 CABLE ASSY,1M WHT JKT,BLACK BOOT,","TERA 1PR TO RJ11 CABLE ASSY,1M WHT JKT,BLACK BOOT,USOC,LSOH  ","szt.",0.0,"SIEMON",null,null,null,7.24]
["TM-PNLZ-24","TERA/MAX,EMPTY,SHLD,24 OPENING,FLT,1U,SLVR,FXD MG","TERA/MAX,EMPTY,SHLD,24 OPENING,FLT,1U,SLVR,FXD MGR","szt.",0.0,"SIEMON",null,null,null,0.0]
["TC011","Termostat do chłodzenia KTS011","Termostat do chłodzenia KTS011","szt.",0.0,"Cobi szafy akcesoria",null,null,null,0.0]
["45-514","TOGGLE CYCLOPS STRIPPER -REMOVES JACKET OF UTP/FTP","TOGGLE CYCLOPS STRIPPER -REMOVES JACKET OF UTP/FTP","szt.",0.0,"EXCEL",null,null,null,0.0]
["Z-TOOL-45","TOOL,Z-MAX SIDE ENTRY,TERMINATION TOOL","TOOL,Z-MAX SIDE ENTRY,TERMINATION TOOL","szt.",0.0,"SIEMON",null,null,null,10.94]
["200-125","TRAY FOR FOSC A ENCLOSURE","TRAY FOR FOSC A ENCLOSURE","szt.",0.0,"EXCEL",null,null,null,50.42]
["202-078","TRI-HOLE 1-3MM 900UM + 250UM STRIPPER","TRI-HOLE 1-3MM 900UM + 250UM STRIPPER","szt.",0.0,"EXCEL",null,null,null,151.36]
["AR-30-006","TV Sat Quad Euro Module 2 Coax 2 FType WH Matt","TV Satellite Quad Euro Module 2 Coax 2 FType WH","szt.",0.0,"EXCEL",null,null,null,13.6]
["AR-30-005S","TV Sat Triplex Euro Module 2 Coax 1 FType WH Shiny",null,"szt.",0.0,"EXCEL",null,null,null,17.6]
["AR-50-016","TV Wall Bracket HD Full Motion up to 600x400 40kg","TV Wall Bracket HD Full Motion up to 600x400 40kg","szt.",0.0,"EXCEL",null,null,null,62.22]
["AR-50-004","TV Wall Bracket Tilt up to 100x100 14\" to 27\" 15kg","TV Wall Bracket Tilt up to 100x100 14\" to 27\" 15kg","szt.",0.0,"EXCEL",null,null,null,13.3]
["S110MB2-300FT","TWR SYS KIT,CPR,S110,WALL MNT,300PR,NO LEG,NO CVR,","TWR SYS KIT,CPR,S110,WALL MNT,300PR,NO LEG,NO CVR,BLK/MGR/LBL/HLD","szt.",0.0,"SIEMON",null,null,null,229.56]
["PFA136","UCHWYT","UCHWYT","szt.",0.0,"CCTV",null,null,null,0.0]
["T12-0501","Uchwyt do prętów dla łączówek LSA 2/10, gł. 86mm","Uchwyt do prętów dla łączówek LSA 2/10, gł. 86mm","szt.",0.0,"Cobi LSA telekomunikacja",null,null,null,0.0]
["F9489","UCHWYT KLAMKOWY Z WKŁADKĄ I KLUCZEM - RAL 5024 - d","UCHWYT KLAMKOWY Z WKŁADKĄ I KLUCZEM - RAL 5024 - dla szaf stojących ","szt.",136.05,"TECNOSTEEL",null,null,null,0.0]
["UNAŚ","Uchwyty nascienne","Uchwyty nascienne","szt.",0.0,"Cobi szafy akcesoria",null,null,null,0.0]
["UPS2KVA","UPS Cover PRM 2 kVA + moduł bateryjny","UPS Cover PRM 2 kVA + moduł bateryjny","szt.",0.0,"UPS i urządzenia aktywne",null,null,null,0.0]
["UPS/C/PRM/6KVA","UPS COVER PRM 6kVA (bez baterii wewnątrz) + 2 modu","UPS COVER PRM 6kVA (bez baterii wewnątrz) + 2 moduły bateryjnye(15 baterii 9Ah) + szyny RACK + SNMP + EPO","szt.",0.0,"UPS i urządzenia aktywne",null,null,null,0.0]
["AR-07-102","USB 2.0 Active Extension Cable 5Mtr","USB 2.0 Active Extension Cable 5Mtr","szt.",0.0,"EXCEL",null,null,null,11.62]
["AR-07-005","USB 2.0 Cable A to A 5Mtr","USB 2.0 Cable A to A 5Mtr","szt.",0.0,"EXCEL",null,null,null,7.06]
["AR-07-010","USB 2.0 Cable A to B 3Mtr","USB 2.0 Cable A to B 3Mtr","szt.",0.0,"EXCEL",null,null,null,5.38]
["AR-07-014","USB 3.0 Cable A to A 2Mtr","USB 3.0 Cable A to A 2Mtr","szt.",0.0,"EXCEL",null,null,null,6.9]
["AR-07-015","USB 3.0 Cable A to A 3Mtr","USB 3.0 Cable A to A 3Mtr","szt.",0.0,"EXCEL",null,null,null,8.1]
["AR-08-002","USB-C to HDMI Adapter 4K 30Hz 0.2Mtr","USB-C to HDMI Adapter 4K 30Hz 0.2Mtr","szt.",0.0,"EXCEL",null,null,null,20.04]
["AR-08-004","USB-C to SVGA Adapter 0.2Mtr","USB-C to SVGA Adapter 0.2Mtr","szt.",0.0,"EXCEL",null,null,null,18.92]
["US/DODATK","Usługa dodatkowa","Usługa dodatkowa","szt.",0.0,"USŁUGI",null,null,null,0.0]
["USŁUGA/SPRZ","Usługa sprzątania pomieszczeń","Usługa sprzątania pomieszczeń","szt.",0.0,"USŁUGI",null,null,null,0.0]
["USŁ.TOWAR","Usługa związana ze zwrotem towaru","Usługa związana ze zwrotem towaru","szt.",0.0,"USŁUGI",null,null,null,0.0]
["STM-8","UTP CABLE TESTER","UTP CABLE TESTER","szt.",0.0,"SIEMON",null,null,null,373.56]
["V62B-2AB114-45","V600,600W,1200D,S-PNL(2),F-DR FL VNT,R-DR SP VNT,K","V600,600W,1200D,S-PNL(2),F-DR FL VNT,R-DR SP VNT,KEY,GRY,45U","szt.",0.0,"SIEMON",null,null,null,2172.24]
["V68B-2AB111-45","V600,600W,800D,S-PNL(2),F-DR FL VNT,R-DR SP VNT,KE","V600,600W,800D,S-PNL(2),F-DR FL VNT,R-DR SP VNT,KEY,BLK,45U","szt.",0.0,"SIEMON",null,null,null,1547.74]
["V68B-2AB114-48","V600,600W,800D,S-PNL(2),F-DR FL VNT,R-DR SP VNT,KE","V600,600W,800D,S-PNL(2),F-DR FL VNT,R-DR SP VNT,KEY,GRY,48U","szt.",0.0,"SIEMON",null,null,null,1547.74]
["V6A-DRA-1-48","V600,ACCESSORY,FULL VENTED DOOR,48U,BLK","V600,ACCESSORY,FULL VENTED DOOR,48U,BLK","szt.",0.0,"SIEMON",null,null,null,362.04]
["V6A-R-1-48","V600,ACCESSORY,MNTG RAILS,SET OF 2,48U,BLACK","V600,ACCESSORY,MNTG RAILS,SET OF 2,48U,BLACK","szt.",0.0,"SIEMON",null,null,null,147.1]
["V6A-R-4-48","V600,ACCESSORY,MNTG RAILS,SET OF 2,48U,GRAY","V600,ACCESSORY,MNTG RAILS,SET OF 2,48U,GRAY","szt.",0.0,"SIEMON",null,null,null,147.1]
["V6A-DRC-4-45","V600,ACCESSORY,SPLIT SOLID DOOR,45U,GRAY","V600,ACCESSORY,SPLIT SOLID DOOR,45U,GRAY","szt.",0.0,"SIEMON",null,null,null,344.82]
["V6A-DRB-1-45","V600,ACCESSORY,SPLIT VENTED DOOR,SET OF 2,45U,BLK","V600,ACCESSORY,SPLIT VENTED DOOR,SET OF 2,45U,BLK","szt.",0.0,"SIEMON",null,null,null,344.82]
["V-W","V600/V800,ACCESSORY,CASTORS,SET OF 4,BLACK","V600/V800,ACCESSORY,CASTORS,SET OF 4,BLACK","szt.",0.0,"SIEMON",null,null,null,150.48]
["V-TRAY-100-1-42","V600/V800,ACCESSORY,PDU/VERT CABLETRAY,100MM,SET O","V600/V800,ACCESSORY,PDU/VERT CABLETRAY,100MM,SET OF 2,42U,BLK","szt.",0.0,"SIEMON",null,null,null,217.34]
["V-TRAY-100-4-48","V600/V800,ACCESSORY,PDU/VERT CABLETRAY,100MM,SET O","V600/V800,ACCESSORY,PDU/VERT CABLETRAY,100MM,SET OF 2,48U,GRY","szt.",0.0,"SIEMON",null,null,null,248.44]
["V-TRAY-150-4-45","V600/V800,ACCESSORY,PDU/VERT CABLETRAY,150MM,SET O","V600/V800,ACCESSORY,PDU/VERT CABLETRAY,150MM,SET OF 2,45U,GRAY","szt.",0.0,"SIEMON",null,null,null,286.94]
["V-TRAY-300-4-48","V600/V800,ACCESSORY,VERT CABLETRAY,300MM,SET OF 2,","V600/V800,ACCESSORY,VERT CABLETRAY,300MM,SET OF 2,48U,GRY","szt.",0.0,"SIEMON",null,null,null,467.1]
["V1A-S-4-42","V600/V800,V1A SIDE PANEL KIT,42U,GRAY","V600/V800,V1A SIDE PANEL KIT,42U,GRAY","szt.",0.0,"SIEMON",null,null,null,290.92]
["V2A-S-4-42","V600/V800,V2A SIDE PANEL KIT,42U,GRAY","V600/V800,V2A SIDE PANEL KIT,42U,GRAY","szt.",0.0,"SIEMON",null,null,null,283.38]
["V8A-S-1-42","V600/V800,V8A SIDE PANEL KIT,42U,BLACK","V600/V800,V8A SIDE PANEL KIT,42U,BLACK","szt.",0.0,"SIEMON",null,null,null,268.24]
["V8A-S-4-48","V600/V800,V8A SIDE PANEL KIT,48U,GRAY","V600/V800,V8A SIDE PANEL KIT,48U,GRAY","szt.",0.0,"SIEMON",null,null,null,268.24]
["V81A-0AB121-42","V800,800W,1000D,S-PNL(0),F-DR FL VNT,R-DR SP VNT,K","V800,800W,1000D,S-PNL(0),F-DR FL VNT,R-DR SP VNT,KEY,CSTR,BLK,42U","szt.",0.0,"SIEMON",null,null,null,2001.56]
["V81A-0BB111-45","V800,800W,1000D,S-PNL(0),F-DR SP VNT,R-DR SP VNT,K","V800,800W,1000D,S-PNL(0),F-DR SP VNT,R-DR SP VNT,KEY,BLK,45U","szt.",0.0,"SIEMON",null,null,null,2060.18]
["V81A-1AB111-42","V800,800W,1000D,S-PNL(1),F-DR FL VNT,R-DR SP VNT,K","V800,800W,1000D,S-PNL(1),F-DR FL VNT,R-DR SP VNT,KEY,BLK,42U","szt.",0.0,"SIEMON",null,null,null,2080.0]
["V81A-1BB111-42","V800,800W,1000D,S-PNL(1),F-DR SP VNT,R-DR SP VNT,K","V800,800W,1000D,S-PNL(1),F-DR SP VNT,R-DR SP VNT,KEY,BLK,42U","szt.",0.0,"SIEMON",null,null,null,2114.48]
["V81A-2AB111-42","V800,800W,1000D,S-PNL(2),F-DR FL VNT,R-DR SP VNT,K","V800,800W,1000D,S-PNL(2),F-DR FL VNT,R-DR SP VNT,KEY,BLK,42U","szt.",0.0,"SIEMON",null,null,null,2227.4]
["V81A-2AB121-45","V800,800W,1000D,S-PNL(2),F-DR FL VNT,R-DR SP VNT,K","V800,800W,1000D,S-PNL(2),F-DR FL VNT,R-DR SP VNT,KEY,CSTR,BLK,45U","szt.",0.0,"SIEMON",null,null,null,2404.98]
["V81A-2AB211-48","V800,800W,1000D,S-PNL(2),F-DR FL VNT,R-DR SP VNT,T","V800,800W,1000D,S-PNL(2),F-DR FL VNT,R-DR SP VNT,TUM,BLK,48U","szt.",0.0,"SIEMON",null,null,null,2610.14]
["V81A-2BB121-45","V800,800W,1000D,S-PNL(2),F-DR SP VNT,R-DR SP VNT,K","V800,800W,1000D,S-PNL(2),F-DR SP VNT,R-DR SP VNT,KEY,CSTR,BLK,45U","szt.",0.0,"SIEMON",null,null,null,2439.46]
["V82A-0AB121-45","V800,800W,1200D,S-PNL(0),F-DR FL VNT,R-DR SP VNT,K","V800,800W,1200D,S-PNL(0),F-DR FL VNT,R-DR SP VNT,KEY,CSTR,BLK,45U","szt.",0.0,"SIEMON",null,null,null,2430.84]
["V82A-2AA111-42","V800,800W,1200D,S-PNL(2),F-DR FL VNT,R-DR FL VNT,K","V800,800W,1200D,S-PNL(2),F-DR FL VNT,R-DR FL VNT,KEY,BLK,42U","szt.",0.0,"SIEMON",null,null,null,2548.08]
["V82A-2AB111-48","V800,800W,1200D,S-PNL(2),F-DR FL VNT,R-DR SP VNT,K","V800,800W,1200D,S-PNL(2),F-DR FL VNT,R-DR SP VNT,KEY,BLK,48U","szt.",0.0,"SIEMON",null,null,null,2837.7]
["V82A-2AB121-48","V800,800W,1200D,S-PNL(2),F-DR FL VNT,R-DR SP VNT,K","V800,800W,1200D,S-PNL(2),F-DR FL VNT,R-DR SP VNT,KEY,CSTR,BLK,48U","szt.",0.0,"SIEMON",null,null,null,2906.66]
["V82A-2BB121-45","V800,800W,1200D,S-PNL(2),F-DR SP VNT,R-DR SP VNT,K","V800,800W,1200D,S-PNL(2),F-DR SP VNT,R-DR SP VNT,KEY,CSTR,BLK,45U","szt.",0.0,"SIEMON",null,null,null,2741.16]
["V88A-2AB112-45","V800,800W,800D,S-PNL(2),F-DR FL VNT,R-DR SP VNT,KE","V800,800W,800D,S-PNL(2),F-DR FL VNT,R-DR SP VNT,KEY,WHT,45U","szt.",0.0,"SIEMON",null,null,null,1906.74]
["V88A-2AB121-42","V800,800W,800D,S-PNL(2),F-DR FL VNT,R-DR SP VNT,KE","V800,800W,800D,S-PNL(2),F-DR FL VNT,R-DR SP VNT,KEY,CSTR,BLK,42U","szt.",0.0,"SIEMON",null,null,null,1975.7]
["V8A-DRA-1-42","V800,FULL VENTED DOOR,42U,BLACK","V800,FULL VENTED DOOR,42U,BLACK","szt.",0.0,"SIEMON",null,null,null,385.7]
["V8A-DRA-4-48","V800,FULL VENTED DOOR,48U,GRAY","V800,FULL VENTED DOOR,48U,GRAY","szt.",0.0,"SIEMON",null,null,null,482.72]
["V8A-R-4-42","V800,MNTG RAILS,SET OF 2,42U,GRAY","V800,MNTG RAILS,SET OF 2,42U,GRAY","szt.",0.0,"SIEMON",null,null,null,230.56]
["V8A-PDU-F1-4-42","V800,PDU FRONT FACE MNTG BRKT,ACCEPTS 1 PDU,42U,GR","V800,PDU FRONT FACE MNTG BRKT,ACCEPTS 1 PDU,42U,GRAY","szt.",0.0,"SIEMON",null,null,null,132.52]
["V8A-DRC-1-45","V800,SPLIT SOLID DOORS,SET OF 2,45U,BLACK","V800,SPLIT SOLID DOORS,SET OF 2,45U,BLACK","szt.",0.0,"SIEMON",null,null,null,482.74]
["V8A-DRC-1-48","V800,SPLIT SOLID DOORS,SET OF 2,48U,BLACK","V800,SPLIT SOLID DOORS,SET OF 2,48U,BLACK","szt.",0.0,"SIEMON",null,null,null,505.7]
["V8A-DRB-1-48","V800,SPLIT VENTED DOORS,SET OF 2,48U,BLACK","V800,SPLIT VENTED DOORS,SET OF 2,48U,BLACK","szt.",0.0,"SIEMON",null,null,null,494.22]
["V8A-BLNK-4-45","V800,VERTICAL BLANK PANEL,45U,GRAY","V800,VERTICAL BLANK PANEL,45U,GRAY","szt.",0.0,"SIEMON",null,null,null,60.82]
["V8A-BRSH-4-45","V800,VERTICAL BRUSH PANEL,45U,GRAY","V800,VERTICAL BRUSH PANEL,45U,GRAY","szt.",0.0,"SIEMON",null,null,null,129.74]
["V8A-VPC4-4-42","V800,VERTICAL CBL MGMT CHANNEL,4 IN,42U,GRAY","V800,VERTICAL CBL MGMT CHANNEL,4 IN,42U,GRAY","szt.",0.0,"SIEMON",null,null,null,178.44]
["V8A-VPC6-1-42","V800,VERTICAL CBL MGMT CHANNEL,6 IN,42U,BLACK","V800,VERTICAL CBL MGMT CHANNEL,6 IN,42U,BLACK","szt.",0.0,"SIEMON",null,null,null,185.16]
["V8A-VPC6-1-48","V800,VERTICAL CBL MGMT CHANNEL,6 IN,48U,BLACK","V800,VERTICAL CBL MGMT CHANNEL,6 IN,48U,BLACK","szt.",0.0,"SIEMON",null,null,null,212.96]
["V8A-VPC145-4-48","V800,VERTICAL CBL MGMT CHANNEL,S145,48U,GRAY","V800,VERTICAL CBL MGMT CHANNEL,S145,48U,GRAY","szt.",0.0,"SIEMON",null,null,null,116.42]
["V8A-VPP2U-4-42","V800,VERTICAL PATCH PANEL BRKT,2U,42U,GRAY","V800,VERTICAL PATCH PANEL BRKT,2U,42U,GRAY","szt.",0.0,"SIEMON",null,null,null,66.4]
["V8A-VPP2U-1-45","V800,VERTICAL PATCH PANEL BRKT,2U,45U,BLACK","V800,VERTICAL PATCH PANEL BRKT,2U,45U,BLACK","szt.",0.0,"SIEMON",null,null,null,71.14]
["WBVFD21-BK","Vented front door for 21U w/box black","Vented front door for 21U w/box black","szt.",0.0,"EXCEL",null,null,null,77.12]
["VP-DUCT2","VERSAPOD VERTICAL EXHAUST DUCT 3FT - 4.8FT","VERSAPOD VERTICAL EXHAUST DUCT 3FT - 4.8FT","szt.",0.0,"SIEMON",null,null,null,1833.34]
["V-LK-C-PR00-111","V-LOCK,ACCESSORY,ACCESS CARD-PROX","V-LOCK,ACCESSORY,ACCESS CARD-PROX","szt.",0.0,"SIEMON",null,null,null,81.34]
["V-LK-P-BIHI-111","V-LOCK,ENLINE,PIN-BIO-HI-FREQ,W/CABLES","V-LOCK,ENLINE,PIN-BIO-HI-FREQ,W/CABLES","szt.",0.0,"SIEMON",null,null,null,2051.02]
["V-LK-N-BHEL-111","V-LOCK,NODE,BIO-HI-FREQ,ELOCK,D-CONT(2),W/CABLES","V-LOCK,NODE,BIO-HI-FREQ,ELOCK,D-CONT(2),W/CABLES","szt.",0.0,"SIEMON",null,null,null,2299.52]
["V-LK-N-LHLH-111","V-LOCK,NODE,HI-LO-FREQ,HI-LO-FREQ,D-CONT(2),W/CABL","V-LOCK,NODE,HI-LO-FREQ,HI-LO-FREQ,D-CONT(2),W/CABLES","szt.",0.0,"SIEMON",null,null,null,2705.38]
["V-LK-N-PBPB-111","V-LOCK,NODE,PIN-HI-LO-FREQ,PIN-HI-LO-FREQ,D-CONT(2","V-LOCK,NODE,PIN-HI-LO-FREQ,PIN-HI-LO-FREQ,D-CONT(2),W/CABLES","szt.",0.0,"SIEMON",null,null,null,3194.08]
["V-LK-S-BIBI-111","V-LOCK,SENTRY,BIO,BIO,D-CONT(2),W/CABLES","V-LOCK,SENTRY,BIO,BIO,D-CONT(2),W/CABLES","szt.",0.0,"SIEMON",null,null,null,2340.94]
["V-LK-S-HIHI-111","V-LOCK,SENTRY,HI-FREQ,HI-FREQ,D-CONT(2),W/CABLES","V-LOCK,SENTRY,HI-FREQ,HI-FREQ,D-CONT(2),W/CABLES","szt.",0.0,"SIEMON",null,null,null,2539.72]
["V-LK-S-PAPA-111","V-LOCK,SENTRY,PIN-HI-FREQ,PIN-HI-FREQ,D-CONT(2),W/","V-LOCK,SENTRY,PIN-HI-FREQ,PIN-HI-FREQ,D-CONT(2),W/CABLES","szt.",0.0,"SIEMON",null,null,null,3028.44]
["V-LK-L-CL01-111","V-LOCK,SOFT-LIC,CLIENT","V-LOCK,SOFT-LIC,CLIENT","szt.",0.0,"SIEMON",null,null,null,1206.16]
["V-LK-L-SC04-211","V-LOCK,SOFT-LIC,SERVER&CLIENT,100DEVICES,W/CARDRDR","V-LOCK,SOFT-LIC,SERVER&CLIENT,100DEVICES,W/CARDRDR","szt.",0.0,"SIEMON",null,null,null,7197.52]
["V-LK-L-SC04-111","V-LOCK,SOFT-LIC,SERVER&CLIENT,100DEVICES,W/SCANNER","V-LOCK,SOFT-LIC,SERVER&CLIENT,100DEVICES,W/SCANNER","szt.",0.0,"SIEMON",null,null,null,6921.42]
["V-LK-L-SC01-211","V-LOCK,SOFT-LIC,SERVER&CLIENT,10DEVICES,W/CARDRDR","V-LOCK,SOFT-LIC,SERVER&CLIENT,10DEVICES,W/CARDRDR","szt.",0.0,"SIEMON",null,null,null,1482.26]
["V-LK-L-SC01-111","V-LOCK,SOFT-LIC,SERVER&CLIENT,10DEVICES,W/SCANNER","V-LOCK,SOFT-LIC,SERVER&CLIENT,10DEVICES,W/SCANNER","szt.",0.0,"SIEMON",null,null,null,1206.16]
["V-LK-L-SC02-211","V-LOCK,SOFT-LIC,SERVER&CLIENT,20DEVICES,W/CARDRDR","V-LOCK,SOFT-LIC,SERVER&CLIENT,20DEVICES,W/CARDRDR","szt.",0.0,"SIEMON",null,null,null,2053.78]
["V-LK-L-SC02-111","V-LOCK,SOFT-LIC,SERVER&CLIENT,20DEVICES,W/SCANNER","V-LOCK,SOFT-LIC,SERVER&CLIENT,20DEVICES,W/SCANNER","szt.",0.0,"SIEMON",null,null,null,1777.68]
["V-LK-L-SC05-211","V-LOCK,SOFT-LIC,SERVER&CLIENT,250DEVICES,W/CARDRDR","V-LOCK,SOFT-LIC,SERVER&CLIENT,250DEVICES,W/CARDRDR","szt.",0.0,"SIEMON",null,null,null,15198.88]
["V-LK-L-SC05-111","V-LOCK,SOFT-LIC,SERVER&CLIENT,250DEVICES,W/SCANNER","V-LOCK,SOFT-LIC,SERVER&CLIENT,250DEVICES,W/SCANNER","szt.",0.0,"SIEMON",null,null,null,14922.78]
["V-LK-L-SC06-211","V-LOCK,SOFT-LIC,SERVER&CLIENT,500DEVICES,W/CARDRDR","V-LOCK,SOFT-LIC,SERVER&CLIENT,500DEVICES,W/CARDRDR","szt.",0.0,"SIEMON",null,null,null,25486.34]
["V-LK-L-SC06-111","V-LOCK,SOFT-LIC,SERVER&CLIENT,500DEVICES,W/SCANNER","V-LOCK,SOFT-LIC,SERVER&CLIENT,500DEVICES,W/SCANNER","szt.",0.0,"SIEMON",null,null,null,25210.24]
["V-LK-L-SC03-211","V-LOCK,SOFT-LIC,SERVER&CLIENT,50DEVICES,W/CARDRDR","V-LOCK,SOFT-LIC,SERVER&CLIENT,50DEVICES,W/CARDRDR","szt.",0.0,"SIEMON",null,null,null,4111.3]
["V-LK-L-SC03-111","V-LOCK,SOFT-LIC,SERVER&CLIENT,50DEVICES,W/SCANNER","V-LOCK,SOFT-LIC,SERVER&CLIENT,50DEVICES,W/SCANNER","szt.",0.0,"SIEMON",null,null,null,3835.18]
["V-LK-L-SE01-111","V-LOCK,SOFT-LIC,SERVER,SINGLE,W/SCANNER","V-LOCK,SOFT-LIC,SERVER,SINGLE,W/SCANNER","szt.",0.0,"SIEMON",null,null,null,22924.14]
["V-LK-M-SI01-111","V-LOCK,SOFT-MAIN,SERVER-RACK,INTL,10+DEVICES,1YR","V-LOCK,SOFT-MAIN,SERVER-RACK,INTL,10+DEVICES,1YR","szt.",0.0,"SIEMON",null,null,null,212.2]
["V-LK-M-SI10-111","V-LOCK,SOFT-MAIN,SERVER-RACK,INTL,1-10DEVICES,1YR","V-LOCK,SOFT-MAIN,SERVER-RACK,INTL,1-10DEVICES,1YR","szt.",0.0,"SIEMON",null,null,null,1554.04]
["V-LK-M-SI01-311","V-LOCK,SOFT-MAIN,SERVER-RACK,INTL,PER-DEVICE,3YR","V-LOCK,SOFT-MAIN,SERVER-RACK,INTL,PER-DEVICE,3YR","szt.",0.0,"SIEMON",null,null,null,443.3]
["V-LK-M-SI01-511","V-LOCK,SOFT-MAIN,SERVER-RACK,INTL,PER-DEVICE,5YR","V-LOCK,SOFT-MAIN,SERVER-RACK,INTL,PER-DEVICE,5YR","szt.",0.0,"SIEMON",null,null,null,584.94]
["V-LK-M-SN01-111","V-LOCK,SOFT-MAIN,SERVER-RACK,N.AMER,10+DEVICES,1YR","V-LOCK,SOFT-MAIN,SERVER-RACK,N.AMER,10+DEVICES,1YR","szt.",0.0,"SIEMON",null,null,null,187.36]
["V-LK-M-SN10-111","V-LOCK,SOFT-MAIN,SERVER-RACK,N.AMER,1-10DEVICES,1Y","V-LOCK,SOFT-MAIN,SERVER-RACK,N.AMER,1-10DEVICES,1YR","szt.",0.0,"SIEMON",null,null,null,1305.56]
["V-LK-M-SN01-311","V-LOCK,SOFT-MAIN,SERVER-RACK,N.AMER,PER-DEVICE,3YR","V-LOCK,SOFT-MAIN,SERVER-RACK,N.AMER,PER-DEVICE,3YR","szt.",0.0,"SIEMON",null,null,null,381.18]
["V-LK-M-SN01-511","V-LOCK,SOFT-MAIN,SERVER-RACK,N.AMER,PER-DEVICE,5YR","V-LOCK,SOFT-MAIN,SERVER-RACK,N.AMER,PER-DEVICE,5YR","szt.",0.0,"SIEMON",null,null,null,497.98]
["VOLKSWAGEN","Volkswagen Leasing ","Volkswagen Leasing ","szt.",0.0,"USŁUGI",null,null,null,0.0]
["VW-LEASING-08833","Volkswagen Leasing 5073010-1214-08833","Volkswagen Leasing 5073010-1214-08833","szt.",0.0,"USŁUGI",null,null,null,0.0]
["VW-LEASING-00045","Volkswagen Leasing 5073010-1215-00045","Volkswagen Leasing 5073010-1215-00045","szt.",0.0,"USŁUGI",null,null,null,0.0]
["VW-LEASING-12990","Volkswagen Leasing 5073010-1215-12990","Volkswagen Leasing 5073010-1215-12990","szt.",0.0,"USŁUGI",null,null,null,0.0]
["VW-LEASING-13420","Volkswagen Leasing 5073010-1215-13420","Volkswagen Leasing 5073010-1215-13420","szt.",0.0,"USŁUGI",null,null,null,0.0]
["VW-LEASING-29135","Volkswagen Leasing 5073010-1221-29135","Volkswagen Leasing 5073010-1221-29135","szt.",0.0,"USŁUGI",null,null,null,0.0]
["VW-LEASING-10071","Volkswagen Leasing 5073010-1418-10071","Volkswagen Leasing 5073010-1418-10071","szt.",0.0,"USŁUGI",null,null,null,0.0]
["VW-LEASING-10981","Volkswagen Leasing 5073010-1418-10981","Volkswagen Leasing 5073010-1418-10981","szt.",0.0,"USŁUGI",null,null,null,0.0]
["VW-LEASING-20370","Volkswagen Leasing 5073010-1418-20370","Volkswagen Leasing 5073010-1418-20370","szt.",0.0,"USŁUGI",null,null,null,0.0]
["VP1B-0BB121-45","VPOD,762W,1000D,S-PNL(0),F-DR SP VNT,R-DR SP VNT,K","VPOD,762W,1000D,S-PNL(0),F-DR SP VNT,R-DR SP VNT,KEY,CSTR,BLK,45U","szt.",0.0,"SIEMON",null,null,null,3607.48]
["VP1B-000011-45","VPOD,762W,1000D,S-PNL(0),F-DR(0),R-DR(0),BLK,45U","VPOD,762W,1000D,S-PNL(0),F-DR(0),R-DR(0),BLK,45U","szt.",0.0,"SIEMON",null,null,null,3004.08]
["VP1B-2AB114-42","VPOD,762W,1000D,S-PNL(2),F-DR FL VNT,R-DR SP VNT,K","VPOD,762W,1000D,S-PNL(2),F-DR FL VNT,R-DR SP VNT,KEY,GRY,42U","szt.",0.0,"SIEMON",null,null,null,3918.44]
["VP1B-2AB114-45","VPOD,762W,1000D,S-PNL(2),F-DR FL VNT,R-DR SP VNT,K","VPOD,762W,1000D,S-PNL(2),F-DR FL VNT,R-DR SP VNT,KEY,GRY,45U","szt.",0.0,"SIEMON",null,null,null,4121.22]
["VP1B-2AB224-45","VPOD,762W,1000D,S-PNL(2),F-DR FL VNT,R-DR SP VNT,T","VPOD,762W,1000D,S-PNL(2),F-DR FL VNT,R-DR SP VNT,TUM,CSTR,GRY,45U","szt.",0.0,"SIEMON",null,null,null,4616.02]
["VP1B-2BB111-42","VPOD,762W,1000D,S-PNL(2),F-DR SP VNT,R-DR SP VNT,K","VPOD,762W,1000D,S-PNL(2),F-DR SP VNT,R-DR SP VNT,KEY,BLK,42U","szt.",0.0,"SIEMON",null,null,null,3952.92]
["VP1B-2BB111-45","VPOD,762W,1000D,S-PNL(2),F-DR SP VNT,R-DR SP VNT,K","VPOD,762W,1000D,S-PNL(2),F-DR SP VNT,R-DR SP VNT,KEY,BLK,45U","szt.",0.0,"SIEMON",null,null,null,4159.16]
["VP1B-2BB121-45","VPOD,762W,1000D,S-PNL(2),F-DR SP VNT,R-DR SP VNT,K","VPOD,762W,1000D,S-PNL(2),F-DR SP VNT,R-DR SP VNT,KEY,CSTR,BLK,45U","szt.",0.0,"SIEMON",null,null,null,4210.88]
["VP2B-0AB111-42","VPOD,762W,1200D,S-PNL(0),F-DR FL VNT,R-DR SP VNT,K","VPOD,762W,1200D,S-PNL(0),F-DR FL VNT,R-DR SP VNT,KEY,BLK,42U","szt.",0.0,"SIEMON",null,null,null,3724.36]
["VP2B-0AB111-45","VPOD,762W,1200D,S-PNL(0),F-DR FL VNT,R-DR SP VNT,K","VPOD,762W,1200D,S-PNL(0),F-DR FL VNT,R-DR SP VNT,KEY,BLK,45U","szt.",0.0,"SIEMON",null,null,null,3920.38]
["VP2B-2AB111-42","VPOD,762W,1200D,S-PNL(2),F-DR FL VNT,R-DR SP VNT,K","VPOD,762W,1200D,S-PNL(2),F-DR FL VNT,R-DR SP VNT,KEY,BLK,42U","szt.",0.0,"SIEMON",null,null,null,4461.36]
["VP2B-2AB111-45","VPOD,762W,1200D,S-PNL(2),F-DR FL VNT,R-DR SP VNT,K","VPOD,762W,1200D,S-PNL(2),F-DR FL VNT,R-DR SP VNT,KEY,BLK,45U","szt.",0.0,"SIEMON",null,null,null,4696.18]
["VP2B-2AB114-42","VPOD,762W,1200D,S-PNL(2),F-DR FL VNT,R-DR SP VNT,K","VPOD,762W,1200D,S-PNL(2),F-DR FL VNT,R-DR SP VNT,KEY,GRY,42U","szt.",0.0,"SIEMON",null,null,null,4461.36]
["VP2B-2AB114-45","VPOD,762W,1200D,S-PNL(2),F-DR FL VNT,R-DR SP VNT,K","VPOD,762W,1200D,S-PNL(2),F-DR FL VNT,R-DR SP VNT,KEY,GRY,45U","szt.",0.0,"SIEMON",null,null,null,4696.18]
["VP2B-2AB121-42","VPOD,762W,1200D,S-PNL(2),F-DR FL VNT,R-DR SP VNT,K","VPOD,762W,1200D,S-PNL(2),F-DR FL VNT,R-DR SP VNT,KEY,CSTR,BLK,42U","szt.",0.0,"SIEMON",null,null,null,4513.08]
["VP-BRUSH","VPOD,ACCESSORY,BRUSH GUARD FOR CABLE ACCESS OPENIN","VPOD,ACCESSORY,BRUSH GUARD FOR CABLE ACCESS OPENINGS","szt.",0.0,"SIEMON",null,null,null,58.78]
["VP-GRD","VPOD,ACCESSORY,CABINET GROUNDING KIT","VPOD,ACCESSORY,CABINET GROUNDING KIT","szt.",0.0,"SIEMON",null,null,null,198.66]
["VP-W","VPOD,ACCESSORY,CASTORS (set of 4)","VPOD,ACCESSORY,CASTORS (set of 4)","SET",0.0,"SIEMON",null,null,null,90.5]
["VPA-PDU-F1-1","VPOD,ACCESSORY,EOR PDU FRNT FACE MNTG BRCKT,ACCEPT","VPOD,ACCESSORY,EOR PDU FRNT FACE MNTG BRCKT,ACCEPTS 1 PDU,BLK","szt.",0.0,"SIEMON",null,null,null,134.16]
["VPA-PDU-F1-4","VPOD,ACCESSORY,EOR PDU FRNT FACE MNTG BRCKT,ACCEPT","VPOD,ACCESSORY,EOR PDU FRNT FACE MNTG BRCKT,ACCEPTS 1 PDU,GRY","szt.",0.0,"SIEMON",null,null,null,134.16]
["VPA-R-1-42","VPOD,ACCESSORY,MNTG RAILS,SET OF 2,42U,BLK","VPOD,ACCESSORY,MNTG RAILS,SET OF 2,42U,BLK","szt.",0.0,"SIEMON",null,null,null,165.7]
["VPA-R-4-42","VPOD,ACCESSORY,MNTG RAILS,SET OF 2,42U,GRY","VPOD,ACCESSORY,MNTG RAILS,SET OF 2,42U,GRY","szt.",0.0,"SIEMON",null,null,null,165.7]
["VPA-R-1-45","VPOD,ACCESSORY,MNTG RAILS,SET OF 2,45U,BLK","VPOD,ACCESSORY,MNTG RAILS,SET OF 2,45U,BLK","szt.",0.0,"SIEMON",null,null,null,174.64]
["VPA-R-4-45","VPOD,ACCESSORY,MNTG RAILS,SET OF 2,45U,GRY","VPOD,ACCESSORY,MNTG RAILS,SET OF 2,45U,GRY","szt.",0.0,"SIEMON",null,null,null,174.64]
["VPA-PDU-F2-1","VPOD,ACCESSORY,PDU FRNT FACE MNTG BRCKT,ACCEPTS 2 ","VPOD,ACCESSORY,PDU FRNT FACE MNTG BRCKT,ACCEPTS 2 PDU,BLK","szt.",0.0,"SIEMON",null,null,null,171.62]
["VPA-PDU-F2-4","VPOD,ACCESSORY,PDU FRNT FACE MNTG BRCKT,ACCEPTS 2 ","VPOD,ACCESSORY,PDU FRNT FACE MNTG BRCKT,ACCEPTS 2 PDU,GRY","szt.",0.0,"SIEMON",null,null,null,171.62]
["VP-PDU-002","VPOD,ACCESSORY,PDU MNTG BRKTS,SET OF 2, BLACK","VPOD,ACCESSORY,PDU MNTG BRKTS,SET OF 2, BLACK","szt.",0.0,"SIEMON",null,null,null,63.02]
["VPA-PDU-S2-1","VPOD,ACCESSORY,PDU SIDE FACE MNTG BRCKT,ACCEPTS 2 ","VPOD,ACCESSORY,PDU SIDE FACE MNTG BRCKT,ACCEPTS 2 PDU,BLK","szt.",0.0,"SIEMON",null,null,null,143.08]
["VPA-PDU-S2-4","VPOD,ACCESSORY,PDU SIDE FACE MNTG BRCKT,ACCEPTS 2 ","VPOD,ACCESSORY,PDU SIDE FACE MNTG BRCKT,ACCEPTS 2 PDU,GRY","szt.",0.0,"SIEMON",null,null,null,143.08]
["VP-FAN","VPOD,ACCESSORY,TOP COOLING FAN,330CFM,115V w/NEMA ","VPOD,ACCESSORY,TOP COOLING FAN,330CFM,115V w/NEMA 5-15 PLUG","szt.",0.0,"SIEMON",null,null,null,417.94]
["VP-FAN-220","VPOD,ACCESSORY,TOP COOLING FAN,330CFM,220V w/C14 P","VPOD,ACCESSORY,TOP COOLING FAN,330CFM,220V w/C14 PLUG","szt.",0.0,"SIEMON",null,null,null,0.0]
["VP-FAN-260","VPOD,ACCESSORY,TOP COOLING FAN,330CFM,260V W/C14 P","VPOD,ACCESSORY,TOP COOLING FAN,330CFM,260V W/C14 PLUG","szt.",0.0,"SIEMON",null,null,null,417.94]
["VP-T3","VPOD,ACCESSORY,TOP PANEL WITH BRUSH GUARD OPENING","VPOD,ACCESSORY,TOP PANEL WITH BRUSH GUARD OPENING","szt.",0.0,"SIEMON",null,null,null,94.9]
["VP1A-S-1-42","VPOD,ACCESSORY,VP1A SIDE PANEL KIT,42U,BLK","VPOD,ACCESSORY,VP1A SIDE PANEL KIT,42U,BLK","szt.",0.0,"SIEMON",null,null,null,363.96]
["VP1A-S-4-42","VPOD,ACCESSORY,VP1A SIDE PANEL KIT,42U,GRY","VPOD,ACCESSORY,VP1A SIDE PANEL KIT,42U,GRY","szt.",0.0,"SIEMON",null,null,null,494.78]
["VP1A-S-1-45","VPOD,ACCESSORY,VP1A SIDE PANEL KIT,45U,BLK","VPOD,ACCESSORY,VP1A SIDE PANEL KIT,45U,BLK","szt.",0.0,"SIEMON",null,null,null,542.94]
["VP1A-S-4-45","VPOD,ACCESSORY,VP1A SIDE PANEL KIT,45U,GRY","VPOD,ACCESSORY,VP1A SIDE PANEL KIT,45U,GRY","szt.",0.0,"SIEMON",null,null,null,542.94]
["VP2A-S-1-42","VPOD,ACCESSORY,VP2A SIDE PANEL KIT,42U,BLK","VPOD,ACCESSORY,VP2A SIDE PANEL KIT,42U,BLK","szt.",0.0,"SIEMON",null,null,null,532.72]
["VP2A-S-4-42","VPOD,ACCESSORY,VP2A SIDE PANEL KIT,42U,GRY","VPOD,ACCESSORY,VP2A SIDE PANEL KIT,42U,GRY","szt.",0.0,"SIEMON",null,null,null,532.72]
["VP2A-S-1-45","VPOD,ACCESSORY,VP2A SIDE PANEL KIT,45U,BLK","VPOD,ACCESSORY,VP2A SIDE PANEL KIT,45U,BLK","szt.",0.0,"SIEMON",null,null,null,581.26]
["VP2A-S-4-45","VPOD,ACCESSORY,VP2A SIDE PANEL KIT,45U,GRY","VPOD,ACCESSORY,VP2A SIDE PANEL KIT,45U,GRY","szt.",0.0,"SIEMON",null,null,null,581.26]
["VPA-DRA-1-42","VPOD,ACCESSORY,VPA FULL VENTED DOOR,42U,BLK","VPOD,ACCESSORY,VPA FULL VENTED DOOR,42U,BLK","szt.",0.0,"SIEMON",null,null,null,636.16]
["VPA-DRA-4-42","VPOD,ACCESSORY,VPA FULL VENTED DOOR,42U,GRY","VPOD,ACCESSORY,VPA FULL VENTED DOOR,42U,GRY","szt.",0.0,"SIEMON",null,null,null,636.16]
["VPA-DRA-1-45","VPOD,ACCESSORY,VPA FULL VENTED DOOR,45U,BLK","VPOD,ACCESSORY,VPA FULL VENTED DOOR,45U,BLK","szt.",0.0,"SIEMON",null,null,null,860.28]
["VPA-DRA-4-45","VPOD,ACCESSORY,VPA FULL VENTED DOOR,45U,GRY","VPOD,ACCESSORY,VPA FULL VENTED DOOR,45U,GRY","szt.",0.0,"SIEMON",null,null,null,860.28]
["VPA-DRC-1-42","VPOD,ACCESSORY,VPA SOLID VENTED DOOR,SET OF 2,42U,","VPOD,ACCESSORY,VPA SOLID VENTED DOOR,SET OF 2,42U,BLK","szt.",0.0,"SIEMON",null,null,null,791.32]
["VPA-DRC-4-42","VPOD,ACCESSORY,VPA SOLID VENTED DOOR,SET OF 2,42U,","VPOD,ACCESSORY,VPA SOLID VENTED DOOR,SET OF 2,42U,GRY","szt.",0.0,"SIEMON",null,null,null,791.32]
["VPA-DRC-1-45","VPOD,ACCESSORY,VPA SOLID VENTED DOOR,SET OF 2,45U,","VPOD,ACCESSORY,VPA SOLID VENTED DOOR,SET OF 2,45U,BLK","szt.",0.0,"SIEMON",null,null,null,906.9]
["VPA-DRC-4-45","VPOD,ACCESSORY,VPA SPLIT SOLID DOOR,SET OF 2,45U,G","VPOD,ACCESSORY,VPA SPLIT SOLID DOOR,SET OF 2,45U,GRY","szt.",0.0,"SIEMON",null,null,null,906.9]
["VPA-DRB-1-42","VPOD,ACCESSORY,VPA SPLIT VENTED DOOR,SET OF 2,42U,","VPOD,ACCESSORY,VPA SPLIT VENTED DOOR,SET OF 2,42U,BLK","szt.",0.0,"SIEMON",null,null,null,791.32]
["VPA-DRB-4-42","VPOD,ACCESSORY,VPA SPLIT VENTED DOOR,SET OF 2,42U,","VPOD,ACCESSORY,VPA SPLIT VENTED DOOR,SET OF 2,42U,GRY","szt.",0.0,"SIEMON",null,null,null,791.32]
["VPA-DRB-1-45","VPOD,ACCESSORY,VPA SPLIT VENTED DOOR,SET OF 2,45U,","VPOD,ACCESSORY,VPA SPLIT VENTED DOOR,SET OF 2,45U,BLK","szt.",0.0,"SIEMON",null,null,null,836.56]
["VPA-DRB-4-45","VPOD,ACCESSORY,VPA SPLIT VENTED DOOR,SET OF 2,45U,","VPOD,ACCESSORY,VPA SPLIT VENTED DOOR,SET OF 2,45U,GRY","szt.",0.0,"SIEMON",null,null,null,836.56]
["VP-143","VPOD,CABLE HANGER,1.5IN.X3.5IN.D-RING,ACCESSORY","VPOD,CABLE HANGER,1.5IN.X3.5IN.D-RING,ACCESSORY","szt.",0.0,"SIEMON",null,null,null,2.82]
["VP-145","VPOD,CABLE HANGER,3.5IN.X5.0IN.D-RING,ACCESSORY","VPOD,CABLE HANGER,3.5IN.X5.0IN.D-RING,ACCESSORY","szt.",0.0,"SIEMON",null,null,null,3.76]
["VP1A-TRAY-1-42","VPOD,CBL MGMT TRAY FOR VP1A,42U,BLK","VPOD,CBL MGMT TRAY FOR VP1A,42U,BLK","szt.",0.0,"SIEMON",null,null,null,73.62]
["VP1A-TRAY-4-42","VPOD,CBL MGMT TRAY FOR VP1A,42U,GRY","VPOD,CBL MGMT TRAY FOR VP1A,42U,GRY","szt.",0.0,"SIEMON",null,null,null,73.62]
["VP2A-TRAY-1-42","VPOD,CBL MGMT TRAY FOR VP2A,42U,BLK","VPOD,CBL MGMT TRAY FOR VP2A,42U,BLK","szt.",0.0,"SIEMON",null,null,null,84.38]
["VP2A-TRAY-4-42","VPOD,CBL MGMT TRAY FOR VP2A,42U,GRY","VPOD,CBL MGMT TRAY FOR VP2A,42U,GRY","szt.",0.0,"SIEMON",null,null,null,84.38]
["VP-BLNK1","VPOD,END OF ROW BLANK PANEL","VPOD,END OF ROW BLANK PANEL","szt.",0.0,"SIEMON",null,null,null,54.28]
["VP-BLNK1-1-42","VPOD,END OF ROW BLANK PANEL,42U,BLK","VPOD,END OF ROW BLANK PANEL,42U,BLK","szt.",0.0,"SIEMON",null,null,null,49.42]
["VP-BLNK1-4-42","VPOD,END OF ROW BLANK PANEL,42U,GRAY","VPOD,END OF ROW BLANK PANEL,42U,GRAY","szt.",0.0,"SIEMON",null,null,null,49.42]
["VP-BLNK4","VPOD,END OF ROW BLANK PANEL,GRAY","VPOD,END OF ROW BLANK PANEL,GRAY","szt.",0.0,"SIEMON",null,null,null,54.28]
["VP-VP1U-1-42","VPOD,END OF ROW PATCH PANEL,1U,42U,BLK","VPOD,END OF ROW PATCH PANEL,1U,42U,BLK","szt.",0.0,"SIEMON",null,null,null,52.82]
["VP-VP1U-4-42","VPOD,END OF ROW PATCH PANEL,1U,42U,GRY","VPOD,END OF ROW PATCH PANEL,1U,42U,GRY","szt.",0.0,"SIEMON",null,null,null,52.82]
["VP-VPP-2U","VPOD,END OF ROW VERT.PANEL 2U","VPOD,END OF ROW VERT.PANEL 2U","szt.",0.0,"SIEMON",null,null,null,54.06]
["VP-VPP-2U-4","VPOD,END OF ROW VERT.PANEL 2U,GRAY","VPOD,END OF ROW VERT.PANEL 2U,GRAY","szt.",0.0,"SIEMON",null,null,null,54.6]
["VP-EVPC6-1-42","VPOD,END OF ROW VERTICAL PATCHING,CHANNEL,6 IN,42U","VPOD,END OF ROW VERTICAL PATCHING,CHANNEL,6 IN,42U,BLK","szt.",0.0,"SIEMON",null,null,null,204.06]
["VP-EVPC6-4-42","VPOD,END OF ROW VERTICAL PATCHING,CHANNEL,6 IN,42U","VPOD,END OF ROW VERTICAL PATCHING,CHANNEL,6 IN,42U,GRY","szt.",0.0,"SIEMON",null,null,null,204.06]
["VP-EVPC6-1-45","VPOD,END OF ROW VERTICAL PATCHING,CHANNEL,6 IN,45U","VPOD,END OF ROW VERTICAL PATCHING,CHANNEL,6 IN,45U,BLK","szt.",0.0,"SIEMON",null,null,null,214.8]
["VP-EVPC6-4-45","VPOD,END OF ROW VERTICAL PATCHING,CHANNEL,6 IN,45U","VPOD,END OF ROW VERTICAL PATCHING,CHANNEL,6 IN,45U,GRY","szt.",0.0,"SIEMON",null,null,null,214.8]
["VPA-SPAN-1","VPOD,FRONT-TO-REAR CBL TROUGH,BLK","VPOD,FRONT-TO-REAR CBL TROUGH,BLK","szt.",0.0,"SIEMON",null,null,null,88.52]
["VP-VCM","VPOD,HOOK & LOOP 1/4 TURN CBL MANAGER,FITS .375\" S","VPOD,HOOK & LOOP 1/4 TURN CBL MANAGER,FITS .375\" SQ,10/BOX","BX",0.0,"SIEMON",null,null,null,39.1]
["VPA-LD-1","VPOD,LID DIVIDER,SET OF 2,BLACK","VPOD,LID DIVIDER,SET OF 2,BLACK","szt.",0.0,"SIEMON",null,null,null,71.36]
["VPA-LD-4","VPOD,LID DIVIDER,SET OF 2,GRAY","VPOD,LID DIVIDER,SET OF 2,GRAY","szt.",0.0,"SIEMON",null,null,null,71.36]
["VP-BLNK-1-42","VPOD,VERTICAL BLANK PANEL,42U,BLK","VPOD,VERTICAL BLANK PANEL,42U,BLK","szt.",0.0,"SIEMON",null,null,null,68.66]
["VP-BLNK-4-42","VPOD,VERTICAL BLANK PANEL,42U,GRAY","VPOD,VERTICAL BLANK PANEL,42U,GRAY","szt.",0.0,"SIEMON",null,null,null,69.3]
["VP-VPC6-1-42","VPOD,VERTICAL CBL MGMT CHANNEL,6 IN,42U,BLK","VPOD,VERTICAL CBL MGMT CHANNEL,6 IN,42U,BLK","szt.",0.0,"SIEMON",null,null,null,211.16]
["VP-VPC6-4-42","VPOD,VERTICAL CBL MGMT CHANNEL,6 IN,42U,GRY","VPOD,VERTICAL CBL MGMT CHANNEL,6 IN,42U,GRY","szt.",0.0,"SIEMON",null,null,null,254.26]
["VP-VPC6-1-45","VPOD,VERTICAL CBL MGMT CHANNEL,6 IN,45U,BLK","VPOD,VERTICAL CBL MGMT CHANNEL,6 IN,45U,BLK","szt.",0.0,"SIEMON",null,null,null,239.84]
["VP-VPC6-4-45","VPOD,VERTICAL CBL MGMT CHANNEL,6 IN,45U,GRY","VPOD,VERTICAL CBL MGMT CHANNEL,6 IN,45U,GRY","szt.",0.0,"SIEMON",null,null,null,235.4]
["VP-CVR-1-45","VPOD,VERTICAL CBL MGMT COVER,BLK","VPOD,VERTICAL CBL MGMT COVER,BLK","szt.",0.0,"SIEMON",null,null,null,94.34]
["VP-CVR-1-42","VPOD,VERTICAL CBL MGMT COVER,COVER,42U,BLK","VPOD,VERTICAL CBL MGMT COVER,COVER,42U,BLK","szt.",0.0,"SIEMON",null,null,null,81.32]
["VP-CVR-4-42","VPOD,VERTICAL CBL MGMT COVER,COVER,42U,GRAY","VPOD,VERTICAL CBL MGMT COVER,COVER,42U,GRAY","szt.",0.0,"SIEMON",null,null,null,81.32]
["VP-CVR-4-45","VPOD,VERTICAL CBL MGMT COVER,GRAY","VPOD,VERTICAL CBL MGMT COVER,GRAY","szt.",0.0,"SIEMON",null,null,null,94.34]
["VP-FGR","VPOD,VERTICAL CBL MGMT FINGERS,4 IN,SET OF 2,45U,B","VPOD,VERTICAL CBL MGMT FINGERS,4 IN,SET OF 2,45U,BLK","szt.",0.0,"SIEMON",null,null,null,88.22]
["VP-FGR6-1-42","VPOD,VERTICAL CBL MGMT FINGERS,6 IN,SET OF 2,42U,B","VPOD,VERTICAL CBL MGMT FINGERS,6 IN,SET OF 2,42U,BLK","szt.",0.0,"SIEMON",null,null,null,75.78]
["VP-FGR6-4-42","VPOD,VERTICAL CBL MGMT FINGERS,6 IN,SET OF 2,42U,G","VPOD,VERTICAL CBL MGMT FINGERS,6 IN,SET OF 2,42U,GRY","szt.",0.0,"SIEMON",null,null,null,75.78]
["VP-FGR6-1-45","VPOD,VERTICAL CBL MGMT FINGERS,6 IN,SET OF 2,45U,B","VPOD,VERTICAL CBL MGMT FINGERS,6 IN,SET OF 2,45U,BLK","szt.",0.0,"SIEMON",null,null,null,93.9]
["VP-FGR6-4-45","VPOD,VERTICAL CBL MGMT FINGERS,6 IN,SET OF 2,45U,G","VPOD,VERTICAL CBL MGMT FINGERS,6 IN,SET OF 2,45U,GRY","szt.",0.0,"SIEMON",null,null,null,93.9]
["VP-BLNK","VPOD,VERTICAL PANEL,BLANK","VPOD,VERTICAL PANEL,BLANK","szt.",0.0,"SIEMON",null,null,null,70.22]
["VP-BLNK-4","VPOD,VERTICAL PANEL,BLANK,GRAY","VPOD,VERTICAL PANEL,BLANK,GRAY","szt.",0.0,"SIEMON",null,null,null,70.9]
["VP-VPC","VPOD,VERTICAL PATCH CHANNEL,4 IN FGR","VPOD,VERTICAL PATCH CHANNEL,4 IN FGR","szt.",0.0,"SIEMON",null,null,null,250.68]
["VP-VPC-4","VPOD,VERTICAL PATCH CHANNEL,4 IN FGR,GRY","VPOD,VERTICAL PATCH CHANNEL,4 IN FGR,GRY","szt.",0.0,"SIEMON",null,null,null,227.9]
["VP-CVR","VPOD,VERTICAL PATCH PANEL COVER","VPOD,VERTICAL PATCH PANEL COVER","szt.",0.0,"SIEMON",null,null,null,94.34]
["VP-VP3U-1-42","VPOD,VERTICAL PATCH PANEL,3U,42U,BLK","VPOD,VERTICAL PATCH PANEL,3U,42U,BLK","szt.",0.0,"SIEMON",null,null,null,201.42]
["VP-VP3U-4-42","VPOD,VERTICAL PATCH PANEL,3U,42U,GRY","VPOD,VERTICAL PATCH PANEL,3U,42U,GRY","szt.",0.0,"SIEMON",null,null,null,201.42]
["VP-VPP-6U","VPOD,VERTICAL PATCH PANEL,6U","VPOD,VERTICAL PATCH PANEL,6U","szt.",0.0,"SIEMON",null,null,null,186.72]
["VP-VPR-1-42","VPOD,VERTICAL PATCH PANEL,RIC,42U,BLK","VPOD,VERTICAL PATCH PANEL,RIC,42U,BLK","szt.",0.0,"SIEMON",null,null,null,197.08]
["VP-VPR-4-42","VPOD,VERTICAL PATCH PANEL,RIC,42U,GRY","VPOD,VERTICAL PATCH PANEL,RIC,42U,GRY","szt.",0.0,"SIEMON",null,null,null,197.08]
["VP-VPP-TM","VPOD,VERTICAL PATCH PANEL,TERA-MAX","VPOD,VERTICAL PATCH PANEL,TERA-MAX","szt.",0.0,"SIEMON",null,null,null,203.34]
["VP-VPTM-1-42","VPOD,VERTICAL PATCH PANEL,TERA-MAX,42U,BLK","VPOD,VERTICAL PATCH PANEL,TERA-MAX,42U,BLK","szt.",0.0,"SIEMON",null,null,null,203.96]
["VP-VPTM-4-42","VPOD,VERTICAL PATCH PANEL,TERA-MAX,42U,GRY","VPOD,VERTICAL PATCH PANEL,TERA-MAX,42U,GRY","szt.",0.0,"SIEMON",null,null,null,203.96]
["VP-VPP-TMRIC","VPOD,VERTICAL PATCH PANEL,TERA-MAX-RIC","VPOD,VERTICAL PATCH PANEL,TERA-MAX-RIC","szt.",0.0,"SIEMON",null,null,null,211.94]
["VP-VPTMR-1-42","VPOD,VERTICAL PATCH PANEL,TERA-MAX-RIC,42U,BLK","VPOD,VERTICAL PATCH PANEL,TERA-MAX-RIC,42U,BLK","szt.",0.0,"SIEMON",null,null,null,204.66]
["VP-VPTMR-4-42","VPOD,VERTICAL PATCH PANEL,TERA-MAX-RIC,42U,GRY","VPOD,VERTICAL PATCH PANEL,TERA-MAX-RIC,42U,GRY","szt.",0.0,"SIEMON",null,null,null,204.66]
["VP-VPP-TMRIC-4","VPOD,VERTICAL PATCH PANEL,TERA-MAX-RIC,GRAY","VPOD,VERTICAL PATCH PANEL,TERA-MAX-RIC,GRAY","szt.",0.0,"SIEMON",null,null,null,211.94]
["VP1A-TRAY-1-45","VPOD,VP1A CBL MGMT TRAY,45U,BLK","VPOD,VP1A CBL MGMT TRAY,45U,BLK","szt.",0.0,"SIEMON",null,null,null,77.52]
["VP1A-TRAY-4-45","VPOD,VP1A CBL MGMT TRAY,45U,GRY","VPOD,VP1A CBL MGMT TRAY,45U,GRY","szt.",0.0,"SIEMON",null,null,null,77.52]
["VP-BAY2","VPOD,VP1A/VP2/VP2A BAYING KIT","VPOD,VP1A/VP2/VP2A BAYING KIT","szt.",0.0,"SIEMON",null,null,null,45.24]
["VP-BAY2-4","VPOD,VP1A/VP2/VP2A BAYING KIT,GRAY","VPOD,VP1A/VP2/VP2A BAYING KIT,GRAY","szt.",0.0,"SIEMON",null,null,null,45.24]
["VP2A-TRAY-1-45","VPOD,VP2A CBL MGMT TRAY,45U,BLK","VPOD,VP2A CBL MGMT TRAY,45U,BLK","szt.",0.0,"SIEMON",null,null,null,88.84]
["VP2A-TRAY-4-45","VPOD,VP2A CBL MGMT TRAY,45U,GRY","VPOD,VP2A CBL MGMT TRAY,45U,GRY","szt.",0.0,"SIEMON",null,null,null,88.84]
["VTH2421FW-P","VTH2421FW-P","VTH2421FW-P","szt.",0.0,"CCTV",null,null,null,0.0]
["VTO3211D-P2-S2","VTO3211D-P2-S2","VTO3211D-P2-S2","szt.",0.0,"CCTV",null,null,null,0.0]
["KT750B","W&Q KEYBOARD TURNTABLE SHELF-750MM BLACK",null,"szt.",0.0,"EXCEL",null,null,null,336.94]
["WL8200-WH2","Wall-Mounted Access Point, 2x10/100/1000Base-T RJ4","Wall-Mounted Access Point, 2x10/100/1000Base-T RJ45, 4x10/100/1000Base-T RJ45 -front,Dual Band(2,4GHz & 5GHz), MIMO3x3-2,4GHz, MIMO2x2- 5GHz,Internal Antenna,0° +50°","szt.",0.0,"CCTV",null,null,null,0.0]
["WENT_120X120_K","WENT_120x120_K","Wentylator 120x120 z kablem","szt.",0.0,"TECNOSTEEL",null,null,null,0.0]
["F9061","WENTYLATOR (DLA SZAFEK TECNO 500 I 505)","WENTYLATOR (DLA SZAFEK TECNO 500 I 505)","szt.",146.13,"TECNOSTEEL",null,null,null,0.0]
["A4433N","Wentylator 4 went. + term TX","Wentylator 4 went. + term TX","szt.",0.0,"Cobi szafy akcesoria",null,null,null,0.0]
["A00-0229","Wentylator dla szafek wiszących","Wentylator dla szafek wiszących","szt.",103.91,"Cobi szafy akcesoria",null,null,null,0.0]
["AC01-0229","Wentylator dla szafek wiszących, wtyczka EU","Wentylator dla szafek wiszących, wtyczka EU","szt.",73.92,"Cobi szafy akcesoria",null,null,null,0.0]
["F5531","WENTYLATOR IP55 140mc/h 204x204 mm","WENTYLATOR IP55 140mc/h 204x204 mm","szt.",609.42,"TECNOSTEEL",null,null,null,0.0]
["F1545","WENTYLATOR IP55 520mc/h 320x320 mm","WENTYLATOR IP55 520mc/h 320x320 mm","szt.",1362.43,"TECNOSTEEL",null,null,null,0.0]
["WIP223","Wentylator nawiewny 223x223 IP54","Wentylator nawiewny 223x223 IP54","szt.",0.0,"Cobi szafy akcesoria",null,null,null,0.0]
["WIP291","Wentylator nawiewny 291x291 IP54","Wentylator nawiewny 291x291 IP54","szt.",0.0,"Cobi szafy akcesoria",null,null,null,0.0]
["P9061","WENTYLATOR OSIOWY Z PRZEWODEM I OSŁONĄ","WENTYLATOR OSIOWY Z PRZEWODEM I OSŁONĄ","szt.",0.0,"TECNOSTEEL",null,null,null,0.0]
["F9061+K+T","Wentylator osiowy+kabel+termostat","Wentylator osiowy+kabel+termostat","szt.",0.0,"Cobi szafy akcesoria",null,null,null,0.0]
["FWWKGIP54","Wentylator wyciągowy (klapy grawit) IP54","Wentylator wyciągowy (klapy grawit) IP54","szt.",0.0,"TECNOSTEEL",null,null,null,0.0]
["WN_F_125X125","Wentylator z filtrem 125x125","Wentylator z filtrem 125x125","szt.",0.0,"TECNOSTEEL",null,null,null,0.0]
["WINDYKACJA ","Windykacja należności","Windykacja należności","szt.",0.0,"USŁUGI",null,null,null,0.0]
["S188-WD","WIRE DUCT,CPR,S110,WALL MNT,NO LEG,NO CVR,UNDER TO","WIRE DUCT,CPR,S110,WALL MNT,NO LEG,NO CVR,UNDER TOWER SYS","szt.",0.0,"SIEMON",null,null,null,59.8]
["WL8200-I2-R2","WL8200-I2-R2 - Indoor Access Point, 1x 10/100/1000","WL8200-I2-R2 - Indoor Access Point, 1x 10/100/1000Base-T RJ45 support PoE, Dual Band (2,4GHz & 5GHz), MIMO 2x2, Internal Antenna, Power Adapter 230 VAC/12 VDC, 0° +50°","szt.",0.0,"CCTV",null,null,null,0.0]
["180-228","WRITE-ON PLATES 38MMX19MM WHITE PK100","WRITE-ON PLATES 38MMX19MM WHITE PK100","szt.",0.0,"EXCEL",null,null,null,0.0]
["F9417","WSPORNIK KABLOWY - DLA SZAF GŁ. 1000 mm (mocowany ","WSPORNIK KABLOWY - DLA SZAF GŁ. 1000 mm (mocowany do słupów szkieletu)","szt.",111.88,"TECNOSTEEL",null,null,null,0.0]
["F9087","WSPORNIK KABLOWY - DLA SZAF GŁ. 600 mm (mocowany d","WSPORNIK KABLOWY - DLA SZAF GŁ. 600 mm (mocowany do słupów szkieletu)","szt.",62.55,"TECNOSTEEL",null,null,null,0.0]
["F9088","WSPORNIK KABLOWY - DLA SZAF GŁ. 800 mm (mocowany d","WSPORNIK KABLOWY - DLA SZAF GŁ. 800 mm (mocowany do słupów szkieletu)","szt.",87.83,"TECNOSTEEL",null,null,null,0.0]
["P9417","Wspornik kablowy (do szaf 1000)","Wspornik kablowy (do szaf 1000)","szt.",0.0,"Cobi szafy akcesoria",null,null,null,0.0]
["TX9417/4","WSPORNIK KABLOWY/SZYNA WSPORCZA - DLA SZAF GŁ. 103","WSPORNIK KABLOWY/SZYNA WSPORCZA - DLA SZAF GŁ. 1030 mm (mocowany do słupów szkieletu) (KPL. 4 SZT.)","szt.",0.0,"TECNOSTEEL",null,null,null,0.0]
["TX9088/4","WSPORNIK KABLOWY/SZYNA WSPORCZA - DLA SZAF GŁ. 800","WSPORNIK KABLOWY/SZYNA WSPORCZA - DLA SZAF GŁ. 800 mm (mocowany do słupów szkieletu) (KPL. 4 SZT.)","szt.",0.0,"TECNOSTEEL",null,null,null,0.0]
["F9077","Wspornik to montażu na ścianie zalecany dla bezpie","Wspornik to montażu na ścianie zalecany dla bezpieczeństwa szaf o gł. 300mm","szt.",102.92,"TECNOSTEEL",null,null,null,0.0]
["WB412/24A","Wtyk banan","Wtyk banan","szt.",0.0,"Cobi LSA telekomunikacja",null,null,null,0.0]
["T32-3001","Wtyk LSA 1-parowy","Wtyk LSA 1-parowy","szt.",2.88,"Cobi LSA telekomunikacja",null,null,null,0.0]
["T32-3002","Wtyk LSA dla 2 par","Wtyk LSA dla 2 par","szt.",5.66,"Cobi LSA telekomunikacja",null,null,null,0.0]
["T32-3000","Wtyk LSA2/2(II)a z minizłączem LSA","Wtyk LSA2/2(II)a z minizłączem LSA","szt.",0.0,"Cobi LSA telekomunikacja",null,null,null,0.0]
[5030049.0,"Wtyk LSA2/4(I)a z minizłączem LSA","Wtyk LSA2/4(I)a z minizłączem LSA","szt.",0.0,"Cobi LSA telekomunikacja",null,null,null,0.0]
["WE6P4C-RJ12-U3L","Wtyk modularny RJ12 kat 3 UTP na linkę","Wtyk modularny RJ12 kat.3 UTP na linkę ","szt.",0.0,"Cobi Cu okablowanie",null,null,null,0.0]
["WE8P8C-RJ45-F5D","Wtyk modularny RJ45 kat.5e FTP na drut","Wtyk modularny RJ45 kat. 5e FTP na drut","szt.",0.71,"Cobi Cu okablowanie",null,null,null,0.0]
["WE8P8C-RJ45-F5L","Wtyk modularny RJ45 kat.5e FTP na linkę","Wtyk modularny RJ45 kat. 5e FTP na linkę","szt.",0.83,"Cobi Cu okablowanie",null,null,null,0.0]
["WE8P8C-RJ45-U5D","Wtyk modularny RJ45 kat.5e UTP na drut","Wtyk modularny RJ45 kat. 5e UTP na drut","szt.",0.35,"Cobi Cu okablowanie",null,null,null,0.0]
["WE8P8C-RJ45-U5L","Wtyk modularny RJ45 kat.5e UTP na linkę","Wtyk modularny RJ45 kat. 5e UTP na linkę","szt.",0.28,"Cobi Cu okablowanie",null,null,null,0.0]
["WE8P8C-RJ45-F6D","Wtyk modularny RJ45 kat.6 FTP na drut","Wtyk modularny RJ45 kat. 6 FTP na drut","szt.",1.15,"Cobi Cu okablowanie",null,null,null,0.0]
["WE8P8C-RJ45-F6L","Wtyk modularny RJ45 kat.6 FTP na linkę","Wtyk modularny RJ45 kat. 6 FTP na linkę","szt.",1.01,"Cobi Cu okablowanie",null,null,null,0.0]
["WE8P8C-RJ45-U6D","Wtyk modularny RJ45 kat.6 UTP na drut","Wtyk modularny RJ45 kat. 6 UTP na drut","szt.",0.81,"Cobi Cu okablowanie",null,null,null,0.0]
["WE8P8C-RJ45-U6L","Wtyk modularny RJ45 kat.6 UTP na linkę","Wtyk modularny RJ45 kat. 6 UTP na linkę","szt.",0.92,"Cobi Cu okablowanie",null,null,null,0.0]
[5040031.0,"Wtyk RJ45 10GBit - klasa EA do montażu polowego","Wtyk RJ45 10GBit - klasa EA do montażu polowego, ekranowany, AWG 26-22","szt.",0.0,"Cobi Cu okablowanie",null,null,null,0.0]
[5040030.0,"Wtyk RJ45 kat.6 do montażu polowego, ekranowany","Wtyk RJ45 kat.6 do montażu polowego, beznarzędziowy, ekranowany STP, AWG 27-22","szt.",0.0,"Cobi Cu okablowanie",null,null,null,0.0]
[5040032.0,"Wtyk RJ45 kat.6 do montażu polowego,nieekranowany","Wtyk RJ45 kat.6 do montażu polowego, beznarzędziowy, nieekranowany UTP, AWG 27-22","szt.",20.29,"Cobi Cu okablowanie",null,null,null,0.0]
["C17-6000","Wtyk RJ45 kat.6 UTP beznarzędziowy","Wtyk CobiCabling RJ45 kat. 6 UTP beznarzędziowy","szt.",15.52,"Cobi Cu okablowanie",null,null,null,0.0]
["C27-1000","Wtyk RJ45 kat.6A STP beznarzędziowy","Wtyk CobiCabling RJ45 kat. 6A STP beznarzędziowy","szt.",23.67,"Cobi Cu okablowanie",null,null,null,0.0]
["C27-1100","Wtyk RJ45 obrotowy kat. 6A STP, 22-26AWG, PoE/PoE+","Wtyk RJ45 obrotowy kat. 6A STP, 22-26AWG, PoE/PoE+","szt.",0.0,"Cobi Cu okablowanie",null,null,null,0.0]
[6700022.0,"Wtyk RJ45 z osłoną IP67","Wtyk RJ45 z osłoną IP67","szt.",0.0,"Cobi Cu okablowanie",null,null,null,0.0]
["E80271","Wtyk typu F zaciskany ","Wtyk typu F zaciskany ","szt.",0.0,"CCTV",null,null,null,0.0]
["WYK./ANALIZY","Wykonanie analizy finansowej","Wykonanie analizy finansowej","szt.",0.0,"USŁUGI",null,null,null,0.0]
["WYK.INST","Wykonanie instalacji okablowania strukturalnego","Wykonanie instalacji okablowania strukturalnego","szt.",0.0,"Usługa - towar",null,null,null,0.0]
["WYK.SW","Wykonanie łącza światłowodowego","Wykonanie łącza światłowodowego","szt.",0.0,"Usługa - towar",null,null,null,0.0]
["WYK.OKABL","Wykonanie okablowania strukturalnego","Wykonanie okablowania strukturalnego","szt.",0.0,"USŁUGI",null,null,null,0.0]
["POMIARY","Wykonanie pomiarów","Wykonanie pomiarów","szt.",0.0,"USŁUGI",null,null,null,0.0]
["WYK.POM","Wykonanie pomiarów","Wykonanie pomiarów","szt.",0.0,"Usługa - towar",null,null,null,0.0]
["WYK.PR.INST","Wykonanie prac instalacyjnych","Wykonanie prac instalacyjnych","szt.",0.0,"USŁUGI",null,null,null,0.0]
["WYK.PR","Wykonanie projektu instalacji okablowania ","Wykonanie projektu instalacji okablowania ","szt.",0.0,"USŁUGI",null,null,null,0.0]
["WYK.SPAW","Wykonanie spawów światłowodowych","Wykonanie spawów światłowodowych","szt.",0.0,"Usługa - towar",null,null,null,0.0]
["WK","Wykrój montażowy dla wentylatora i filtr","Wykrój montażowy dla wentylatora i filtr","szt.",0.0,"Cobi szafy akcesoria",null,null,null,0.0]
["TC3142NOLW12","Wymiennik ciepła \"in-row\" Bladecooling3 - chłodzen","Wymiennik ciepła \"in-row\" Bladecooling3 - chłodzenie wodą lodową - maks. do 12 kW - bez osłon bocznych -   interfejs WEB - wymiary 42U 300x1030","szt.",54128.95,"TECNOSTEEL",null,null,null,0.0]
["TC3142NOLW22","Wymiennik ciepła \"in-row\" Bladecooling3 - chłodzen","Wymiennik ciepła \"in-row\" Bladecooling3 - chłodzenie wodą lodową - maks. do 22 kW - bez osłon bocznych -   interfejs WEB - wymiary 42U 300x1030","szt.",56530.88,"TECNOSTEEL",null,null,null,0.0]
["TC3142NOLW30","Wymiennik ciepła \"in-row\" Bladecooling3 - chłodzen","Wymiennik ciepła \"in-row\" Bladecooling3 - chłodzenie wodą lodową - maks. do 30 kW - bez osłon bocznych -   interfejs WEB - wymiary 42U 300x1030","szt.",59574.79,"TECNOSTEEL",null,null,null,0.0]
["TC3148NOLW12","Wymiennik ciepła \"in-row\" Bladecooling3 - chłodzen","Wymiennik ciepła \"in-row\" Bladecooling3 - chłodzenie wodą lodową - maks. do 12 kW - bez osłon bocznych -   interfejs WEB - wymiary 48U 300x1030","szt.",55705.97,"TECNOSTEEL",null,null,null,0.0]
["TC3148NOLW22","Wymiennik ciepła \"in-row\" Bladecooling3 - chłodzen","Wymiennik ciepła \"in-row\" Bladecooling3 - chłodzenie wodą lodową - maks. do 22 kW - bez osłon bocznych -   interfejs WEB - wymiary 48U 300x1030","szt.",58484.79,"TECNOSTEEL",null,null,null,0.0]
["TC3148NOLW30","Wymiennik ciepła \"in-row\" Bladecooling3 - chłodzen","Wymiennik ciepła \"in-row\" Bladecooling3 - chłodzenie wodą lodową - maks. do 30 kW - bez osłon bocznych -   interfejs WEB - wymiary 48U 300x1030","szt.",62278.5,"TECNOSTEEL",null,null,null,0.0]
["TC3242NCLW22","Wymiennik ciepła \"in-row\" Bladecooling3 - chłodzen","Wymiennik ciepła \"in-row\" Bladecooling3 - chłodzenie wodą lodową - maks. do 22 kW - bez osłon bocznych -   interfejs WEB - wymiary 42U 300x1200","szt.",55739.2,"TECNOSTEEL",null,null,null,0.0]
["TC3242NCLW30","Wymiennik ciepła \"in-row\" Bladecooling3 - chłodzen","Wymiennik ciepła \"in-row\" Bladecooling3 - chłodzenie wodą lodową - maks. do 30 kW - bez osłon bocznych -   interfejs WEB - wymiary 42U 300x1200","szt.",58568.34,"TECNOSTEEL",null,null,null,0.0]
["TC3242NCLW36","Wymiennik ciepła \"in-row\" Bladecooling3 - chłodzen","Wymiennik ciepła \"in-row\" Bladecooling3 - chłodzenie wodą lodową - maks. do 36 kW - bez osłon bocznych -   interfejs WEB - wymiary 42U 300x1200","szt.",61810.67,"TECNOSTEEL",null,null,null,0.0]
["TC3242NOLW12","Wymiennik ciepła \"in-row\" Bladecooling3 - chłodzen","Wymiennik ciepła \"in-row\" Bladecooling3 - chłodzenie wodą lodową - maks. do 12 kW - bez osłon bocznych -   interfejs WEB - wymiary 42U 300x1200","szt.",56798.58,"TECNOSTEEL",null,null,null,0.0]
["TC3242NOLW22","Wymiennik ciepła \"in-row\" Bladecooling3 - chłodzen","Wymiennik ciepła \"in-row\" Bladecooling3 - chłodzenie wodą lodową - maks. do 22 kW - bez osłon bocznych -   interfejs WEB - wymiary 42U 300x1200","szt.",59318.89,"TECNOSTEEL",null,null,null,0.0]
["TC3242NOLW30","Wymiennik ciepła \"in-row\" Bladecooling3 - chłodzen","Wymiennik ciepła \"in-row\" Bladecooling3 - chłodzenie wodą lodową - maks. do 30 kW - bez osłon bocznych -   interfejs WEB - wymiary 42U 300x1200","szt.",62512.96,"TECNOSTEEL",null,null,null,0.0]
["TC3248NCLW22","Wymiennik ciepła \"in-row\" Bladecooling3 - chłodzen","Wymiennik ciepła \"in-row\" Bladecooling3 - chłodzenie wodą lodową - maks. do 22 kW - bez osłon bocznych -   interfejs WEB - wymiary 48U 300x1200","szt.",58061.62,"TECNOSTEEL",null,null,null,0.0]
["TC3248NCLW30","Wymiennik ciepła \"in-row\" Bladecooling3 - chłodzen","Wymiennik ciepła \"in-row\" Bladecooling3 - chłodzenie wodą lodową - maks. do 30 kW - bez osłon bocznych -   interfejs WEB - wymiary 48U 300x1200","szt.",61008.68,"TECNOSTEEL",null,null,null,0.0]
["TC3248NCLW36","Wymiennik ciepła \"in-row\" Bladecooling3 - chłodzen","Wymiennik ciepła \"in-row\" Bladecooling3 - chłodzenie wodą lodową - maks. do 36 kW - bez osłon bocznych -   interfejs WEB - wymiary 48U 300x1200","szt.",64386.26,"TECNOSTEEL",null,null,null,0.0]
["TC3248NOLW22","Wymiennik ciepła \"in-row\" Bladecooling3 - chłodzen","Wymiennik ciepła \"in-row\" Bladecooling3 - chłodzenie wodą lodową - maks. do 22 kW - bez osłon bocznych -   interfejs WEB - wymiary 48U 300x1200","szt.",61563.04,"TECNOSTEEL",null,null,null,0.0]
["TC3248NOLW30","Wymiennik ciepła \"in-row\" Bladecooling3 - chłodzen","Wymiennik ciepła \"in-row\" Bladecooling3 - chłodzenie wodą lodową - maks. do 30 kW - bez osłon bocznych -   interfejs WEB - wymiary 48U 300x1200","szt.",65556.26,"TECNOSTEEL",null,null,null,0.0]
["TC6142NOLW42","Wymiennik ciepła \"in-row\" Bladecooling3 - chłodzen","Wymiennik ciepła \"in-row\" Bladecooling3 - chłodzenie wodą lodową - maks. do 42 kW - bez osłon bocznych -   interfejs WEB - wymiary 42U 600x1030","szt.",89481.13,"TECNOSTEEL",null,null,null,0.0]
["TC6148NOLW42","Wymiennik ciepła \"in-row\" Bladecooling3 - chłodzen","Wymiennik ciepła \"in-row\" Bladecooling3 - chłodzenie wodą lodową - maks. do 42 kW - bez osłon bocznych -   interfejs WEB - wymiary 48U 600x1030","szt.",92828.32,"TECNOSTEEL",null,null,null,0.0]
["TC6242NCLW60","Wymiennik ciepła \"in-row\" Bladecooling3 - chłodzen","Wymiennik ciepła \"in-row\" Bladecooling3 - chłodzenie wodą lodową - maks. do 60 kW - bez osłon bocznych -   interfejs WEB - wymiary 42U 600x1200","szt.",92053.14,"TECNOSTEEL",null,null,null,0.0]
["TC6242NOLW42","Wymiennik ciepła \"in-row\" Bladecooling3 - chłodzen","Wymiennik ciepła \"in-row\" Bladecooling3 - chłodzenie wodą lodową - maks. do 42 kW - bez osłon bocznych -   interfejs WEB - wymiary 42U 600x1200","szt.",93894.2,"TECNOSTEEL",null,null,null,0.0]
["TC6248NCLW60","Wymiennik ciepła \"in-row\" Bladecooling3 - chłodzen","Wymiennik ciepła \"in-row\" Bladecooling3 - chłodzenie wodą lodową - maks. do 60 kW - bez osłon bocznych -   interfejs WEB - wymiary 48U 600x1200","szt.",95888.61,"TECNOSTEEL",null,null,null,0.0]
["TC6248NOLW42","Wymiennik ciepła \"in-row\" Bladecooling3 - chłodzen","Wymiennik ciepła \"in-row\" Bladecooling3 - chłodzenie wodą lodową - maks. do 42 kW - bez osłon bocznych -   interfejs WEB - wymiary 48U 600x1200","szt.",97714.02,"TECNOSTEEL",null,null,null,0.0]
["TC3142NOLG12","Wymiennik ciepła \"in-row\" Bladecooling3 - z zew. s","Wymiennik ciepła \"in-row\" Bladecooling3 - z zew. sprężarką - 12 kW  - bez osłon bocznych - wyposażony w filtry - interfejs WEB - wymiary 42U 300x1030","szt.",85973.7,"TECNOSTEEL",null,null,null,0.0]
["TC3142NOLG20","Wymiennik ciepła \"in-row\" Bladecooling3 - z zew. s","Wymiennik ciepła \"in-row\" Bladecooling3 - z zew. sprężarką - 20 kW  - bez osłon bocznych - wyposażony w filtry - interfejs WEB - wymiary 42U 300x1030","szt.",100021.79,"TECNOSTEEL",null,null,null,0.0]
["TC3142NOLG4","Wymiennik ciepła \"in-row\" Bladecooling3 - z zew. s","Wymiennik ciepła \"in-row\" Bladecooling3 - z zew. sprężarką - 4,7 kW  - bez osłon bocznych - wyposażony w filtry - interfejs WEB - wymiary 42U 300x1030","szt.",69268.77,"TECNOSTEEL",null,null,null,0.0]
["TC3142NOLG8","Wymiennik ciepła \"in-row\" Bladecooling3 - z zew. s","Wymiennik ciepła \"in-row\" Bladecooling3 - z zew. sprężarką - 8 kW  - bez osłon bocznych - wyposażony w filtry - interfejs WEB - wymiary 42U 300x1030","szt.",77289.1,"TECNOSTEEL",null,null,null,0.0]
["TC3148NOLG12","Wymiennik ciepła \"in-row\" Bladecooling3 - z zew. s","Wymiennik ciepła \"in-row\" Bladecooling3 - z zew. sprężarką - 12 kW  - bez osłon bocznych - wyposażony w filtry - interfejs WEB - wymiary 48U 300x1030","szt.",90169.77,"TECNOSTEEL",null,null,null,0.0]
["TC3148NOLG20","Wymiennik ciepła \"in-row\" Bladecooling3 - z zew. s","Wymiennik ciepła \"in-row\" Bladecooling3 - z zew. sprężarką - 20 kW  - bez osłon bocznych - wyposażony w filtry - interfejs WEB - wymiary 48U 300x1030","szt.",106019.76,"TECNOSTEEL",null,null,null,0.0]
["TC3148NOLG4","Wymiennik ciepła \"in-row\" Bladecooling3 - z zew. s","Wymiennik ciepła \"in-row\" Bladecooling3 - z zew. sprężarką - 4,7 kW  - bez osłon bocznych - wyposażony w filtry - interfejs WEB - wymiary 48U 300x1030","szt.",73422.63,"TECNOSTEEL",null,null,null,0.0]
["TC3148NOLG8","Wymiennik ciepła \"in-row\" Bladecooling3 - z zew. s","Wymiennik ciepła \"in-row\" Bladecooling3 - z zew. sprężarką - 8 kW  - bez osłon bocznych - wyposażony w filtry - interfejs WEB - wymiary 48U 300x1030","szt.",82186.5,"TECNOSTEEL",null,null,null,0.0]
["TC3242NCLG12","Wymiennik ciepła \"in-row\" Bladecooling3 - z zew. s","Wymiennik ciepła \"in-row\" Bladecooling3 - z zew. sprężarką - 12 kW  - bez osłon bocznych - interfejs WEB - wymiary 42U 300x1200","szt.",89591.29,"TECNOSTEEL",null,null,null,0.0]
["TC3242NCLG20","Wymiennik ciepła \"in-row\" Bladecooling3 - z zew. s","Wymiennik ciepła \"in-row\" Bladecooling3 - z zew. sprężarką - 20 kW  - bez osłon bocznych - interfejs WEB - wymiary 42U 300x1200","szt.",103610.33,"TECNOSTEEL",null,null,null,0.0]
["TC3242NCLG4","Wymiennik ciepła \"in-row\" Bladecooling3 - z zew. s","Wymiennik ciepła \"in-row\" Bladecooling3 - z zew. sprężarką - 4,7 kW  - bez osłon bocznych - interfejs WEB - wymiary 42U 300x1200","szt.",72122.28,"TECNOSTEEL",null,null,null,0.0]
["TC3242NCLG8","Wymiennik ciepła \"in-row\" Bladecooling3 - z zew. s","Wymiennik ciepła \"in-row\" Bladecooling3 - z zew. sprężarką - 8 kW  - bez osłon bocznych - interfejs WEB - wymiary 42U 300x1200","szt.",80041.31,"TECNOSTEEL",null,null,null,0.0]
["TC3242NOLG12","Wymiennik ciepła \"in-row\" Bladecooling3 - z zew. s","Wymiennik ciepła \"in-row\" Bladecooling3 - z zew. sprężarką - 12 kW  - bez osłon bocznych - wyposażony w filtry - interfejs WEB - wymiary 42U 300x1200","szt.",90498.63,"TECNOSTEEL",null,null,null,0.0]
["TC3242NOLG20","Wymiennik ciepła \"in-row\" Bladecooling3 - z zew. s","Wymiennik ciepła \"in-row\" Bladecooling3 - z zew. sprężarką - 20 kW  - bez osłon bocznych - wyposażony w filtry - interfejs WEB - wymiary 42U 300x1200","szt.",105286.08,"TECNOSTEEL",null,null,null,0.0]
["TC3242NOLG4","Wymiennik ciepła \"in-row\" Bladecooling3 - z zew. s","Wymiennik ciepła \"in-row\" Bladecooling3 - z zew. sprężarką - 4,7 kW  - bez osłon bocznych - wyposażony w filtry - interfejs WEB - wymiary 42U 300x1200","szt.",72914.54,"TECNOSTEEL",null,null,null,0.0]
["TC3242NOLG8","Wymiennik ciepła \"in-row\" Bladecooling3 - z zew. s","Wymiennik ciepła \"in-row\" Bladecooling3 - z zew. sprężarką - 8 kW  - bez osłon bocznych - wyposażony w filtry - interfejs WEB - wymiary 42U 300x1200","szt.",81356.93,"TECNOSTEEL",null,null,null,0.0]
["TC3248NCLG12","Wymiennik ciepła \"in-row\" Bladecooling3 - z zew. s","Wymiennik ciepła \"in-row\" Bladecooling3 - z zew. sprężarką - 12 kW  - bez osłon bocznych - interfejs WEB - wymiary 48U 300x1200","szt.",92849.48,"TECNOSTEEL",null,null,null,0.0]
["TC3248NCLG20","Wymiennik ciepła \"in-row\" Bladecooling3 - z zew. s","Wymiennik ciepła \"in-row\" Bladecooling3 - z zew. sprężarką - 20 kW  - bez osłon bocznych - interfejs WEB - wymiary 48U 300x1200","szt.",109819.04,"TECNOSTEEL",null,null,null,0.0]
["TC3248NCLG4","Wymiennik ciepła \"in-row\" Bladecooling3 - z zew. s","Wymiennik ciepła \"in-row\" Bladecooling3 - z zew. sprężarką - 4,7 kW  - bez osłon bocznych - interfejs WEB - wymiary 48U 300x1200","szt.",75594.28,"TECNOSTEEL",null,null,null,0.0]
["TC3248NCLG8","Wymiennik ciepła \"in-row\" Bladecooling3 - z zew. s","Wymiennik ciepła \"in-row\" Bladecooling3 - z zew. sprężarką - 8 kW  - bez osłon bocznych - interfejs WEB - wymiary 48U 300x1200","szt.",83888.33,"TECNOSTEEL",null,null,null,0.0]
["TC3248NOLG12","Wymiennik ciepła \"in-row\" Bladecooling3 - z zew. w","Wymiennik ciepła \"in-row\" Bladecooling3 - z zew. wymiennikiem - 12 kW  - bez osłon bocznych - wyposażony w filtry - interfejs WEB - wymiary 48U 300x1200","szt.",94915.54,"TECNOSTEEL",null,null,null,0.0]
["TC3248NOLG20","Wymiennik ciepła \"in-row\" Bladecooling3 - z zew. w","Wymiennik ciepła \"in-row\" Bladecooling3 - z zew. wymiennikiem - 20 kW  - bez osłon bocznych - wyposażony w filtry - interfejs WEB - wymiary 48U 300x1200","szt.",111599.64,"TECNOSTEEL",null,null,null,0.0]
["TC3248NOLG4","Wymiennik ciepła \"in-row\" Bladecooling3 - z zew. w","Wymiennik ciepła \"in-row\" Bladecooling3 - z zew. wymiennikiem - 4,7 kW  - bez osłon bocznych - wyposażony w filtry - interfejs WEB - wymiary 48U 300x1200","szt.",77286.99,"TECNOSTEEL",null,null,null,0.0]
["TC3248NOLG8","Wymiennik ciepła \"in-row\" Bladecooling3 - z zew. w","Wymiennik ciepła \"in-row\" Bladecooling3 - z zew. wymiennikiem - 8 kW  - bez osłon bocznych - wyposażony w filtry - interfejs WEB - wymiary 48U 300x1200","szt.",85322.72,"TECNOSTEEL",null,null,null,0.0]
["W.HALI","Wynajem hali magazynowej","Wynajem hali magazynowej","szt.",0.0,"USŁUGI",null,null,null,0.0]
["USŁUGA/SAM.","Wynajem na podstawie umowy z dnia 02.01.2019","Wynajem samochodu SKODA RAPID PL 77768 na podstawie umowy z dnia 02.01.2019","szt.",0.0,"USŁUGI",null,null,null,0.0]
["W.POW","Wynajem powierzchni biurowej","Wynajem powierzchni biurowej","szt.",0.0,"USŁUGI",null,null,null,0.0]
["W.SALI","Wynajem sali - seminarium","Refaktura - wynajem sali - seminarium","szt.",0.0,"USŁUGI",null,null,null,0.0]
["WYNAJEM/S","Wynajem salki","Wynajem salki","szt.",0.0,"USŁUGI",null,null,null,0.0]
["WYPOSAŻENIE","WYPOSAŻENIE","WYPOSAŻENIE","szt.",0.0,"USŁUGI",null,null,null,0.0]
["WYPOSAŻENIE/B","Wyposażenie biura","Wyposażenie biura","szt.",0.0,"USŁUGI",null,null,null,0.0]
["WYP/AUSTRIACKA","Wyposażenie budowa Austriacka","Wyposażenie budowa Austriacka","szt.",0.0,"USŁUGI",null,null,null,0.0]
[9999002.0,"Wyposażenie dodatkowe","Wyposażenie dodatkowe","szt.",0.0,"Inne - okazjonalne",null,null,null,0.0]
["WYPOSAŻENIE/T","Wyposażenie działu technicznego",null,"szt.",0.0,"USŁUGI",null,null,null,0.0]
["WYPOSAŻENIE/M","Wyposażenie magazynu","Wyposażenie magazynu","szt.",0.0,"USŁUGI",null,null,null,0.0]
[5010000.0,"Wyposażenie szafy teleinformatycznej","Wyposażenie szafy teleinformatycznej","szt.",0.0,"Cobi szafy akcesoria",null,null,null,0.0]
["WS","WYPOŻYCZENIE SPRZĘTU   ","WYPOŻYCZENIE SPRZĘTU   ","szt.",0.0,"USŁUGI",null,null,null,0.0]
["FLUKE   ","WYPOŻYCZENIE URZĄDZENIA POMIAROWEGO ","WYPOŻYCZENIE URZĄDZENIA POMIAROWEGO ","szt.",0.0,"USŁUGI",null,null,null,0.0]
["WSK1980","Wysiegnik 19``","Wysiegnik 19``","szt.",0.0,"Cobi szafy akcesoria",null,null,null,0.0]
["100-583","XL 1U Cable Mgmt Bar 4Metal Hoops 100mm deep Black","XL 1U Cable Mgmt Bar 4Metal Hoops 100mm deep Black","szt.",0.0,"EXCEL",null,null,null,8.64]
["100-914-GRY","XL C6A 550MHZ S/FTP GREY RAL 7035 Dca RL500","XL C6A 550MHZ S/FTP GREY RAL 7035 Dca RL500","szt.",0.0,"EXCEL",null,null,null,0.0]
["100-914-ORG","XL C6A 550MHZ S/FTP ORANGE RAL 2003 Dca RL500","XL C6A 550MHZ S/FTP ORANGE RAL 2003 Dca RL500","szt.",0.0,"EXCEL",null,null,null,0.0]
["XRN-2010/1TB","XRN-2010 1TB","XRN-2010 1TB","szt.",0.0,"CCTV",null,null,null,0.0]
["XRN-410S-1TB","XRN-410S-1TB","XRN-410S-1TB","szt.",0.0,"CCTV",null,null,null,0.0]
["DGS-3630-52TC/SI","xStack 44-port GE and 4-port Combo 4-port Combo 10","xStack 44-port GE and 4-port Combo 4-port Combo 1000BaseT/SFP plus 4 10GE SFP+","szt.",0.0,"UPS i urządzenia aktywne",null,null,null,0.0]
["XVR5104C-X","XVR5104C-X","XVR5104C-X","szt.",0.0,"CCTV",null,null,null,0.0]
["XVR5108HS-X","XVR5108HS-X","XVR5108HS-X","szt.",0.0,"CCTV",null,null,null,0.0]
[7205100.0,"XzTKMXpw czwórkowe 100x4x0,5","XzTKMXpw czwórkowe 100x4x0,5","km",0.0,"Cobi Cu kable",null,null,null,0.0]
[7205010.0,"XzTKMXpw czwórkowe 10x4x0,5","XzTKMXpw czwórkowe 10x4x0,5","km",0.0,"Cobi Cu kable",null,null,null,0.0]
[7205015.0,"XzTKMXpw czwórkowe 15x4x0,5","XzTKMXpw czwórkowe 15x4x0,5","km",0.0,"Cobi Cu kable",null,null,null,0.0]
[7205025.0,"XzTKMXpw czwórkowe 25x4x0,5","XzTKMXpw czwórkowe 25x4x0,5","km",0.0,"Cobi Cu kable",null,null,null,0.0]
[7205035.0,"XzTKMXpw czwórkowe 35x4x0,5","XzTKMXpw czwórkowe 35x4x0,5","km",0.0,"Cobi Cu kable",null,null,null,0.0]
[7205050.0,"XzTKMXpw czwórkowe 50x4x0,5","XzTKMXpw czwórkowe 50x4x0,5","km",0.0,"Cobi Cu kable",null,null,null,0.0]
[7205005.0,"XzTKMXpw czwórkowe 5x4x0,5","XzTKMXpw czwórkowe 5x4x0,5","km",0.0,"Cobi Cu kable",null,null,null,0.0]
[7105010.0,"YTKSY 10x2x0,5","YTKSY 10x2x0,5","km",0.0,"Cobi Cu kable",null,null,null,0.0]
[7105012.0,"YTKSY 12x2x0,5","YTKSY 12x2x0,5","km",0.0,"Cobi Cu kable",null,null,null,0.0]
[7105014.0,"YTKSY 14x2x0,5","YTKSY 14x2x0,5","km",0.0,"Cobi Cu kable",null,null,null,0.0]
[7105001.0,"YTKSY 1x2x0,5","YTKSY 1x2x0,5","km",0.0,"Cobi Cu kable",null,null,null,0.0]
[7105020.0,"YTKSY 20x2x0,5","YTKSY 20x2x0,5","km",0.0,"Cobi Cu kable",null,null,null,0.0]
[7105021.0,"YTKSY 21x2x0,5","YTKSY 21x2x0,5","km",0.0,"Cobi Cu kable",null,null,null,0.0]
[7105028.0,"YTKSY 28x2x0,5","YTKSY 28x2x0,5","km",0.0,"Cobi Cu kable",null,null,null,0.0]
[7105002.0,"YTKSY 2x2x0,5","YTKSY 2x2x0,5","km",0.0,"Cobi Cu kable",null,null,null,0.0]
[7105030.0,"YTKSY 30x2x0,5","YTKSY 30x2x0,5","km",0.0,"Cobi Cu kable",null,null,null,0.0]
[7105035.0,"YTKSY 35x2x0,5","YTKSY 35x2x0,5","km",0.0,"Cobi Cu kable",null,null,null,0.0]
[7105003.0,"YTKSY 3x2x0,5","YTKSY 3x2x0,5","km",0.0,"Cobi Cu kable",null,null,null,0.0]
[7105042.0,"YTKSY 42x2x0,5","YTKSY 42x2x0,5","szt.",0.0,"Cobi Cu kable",null,null,null,0.0]
[7105048.0,"YTKSY 48x2x0,5","YTKSY 48x2x0,5","km",0.0,"Cobi Cu kable",null,null,null,0.0]
[7105004.0,"YTKSY 4x2x0,5","YTKSY 4x2x0,5","km",0.0,"Cobi Cu kable",null,null,null,0.0]
[7105053.0,"YTKSY 53x2x0,5","YTKSY 53x2x0,5","km",0.0,"Cobi Cu kable",null,null,null,0.0]
[7105005.0,"YTKSY 5x2x0,5","YTKSY 5x2x0,5","km",0.0,"Cobi Cu kable",null,null,null,0.0]
[7105006.0,"YTKSY 6x2x0,5","YTKSY 6x2x0,5","km",0.0,"Cobi Cu kable",null,null,null,0.0]
[7105007.0,"YTKSY 7x2x0,5","YTKSY 7x2x0,5","km",0.0,"Cobi Cu kable",null,null,null,0.0]
["7105 010/EKW","YTKSY ekw 10x2x0,5","YTKSY ekw 10x2x0,5","km",0.0,"Cobi Cu kable",null,null,null,0.0]
["7105 012/EKW","YTKSY ekw 12x2x0,5","YTKSY ekw 12x2x0,5","km",0.0,"Cobi Cu kable",null,null,null,0.0]
["7105 014/EKW","YTKSY ekw 14x2x0,5","YTKSY ekw 14x2x0,5","km",0.0,"Cobi Cu kable",null,null,null,0.0]
["7105 001/EKW","YTKSY ekw 1x2x0,5","YTKSY ekw 1x2x0,5","km",0.0,"Cobi Cu kable",null,null,null,0.0]
["7105 021/EKW","YTKSY ekw 21x2x0,5","YTKSY ekw 21x2x0,5","km",0.0,"Cobi Cu kable",null,null,null,0.0]
["7105 028/EKW","YTKSY ekw 28x2x0,5","YTKSY ekw 28x2x0,5","km",0.0,"Cobi Cu kable",null,null,null,0.0]
["7105 002/EKW","YTKSY ekw 2x2x0,5","YTKSY ekw 2x2x0,5","km",0.0,"Cobi Cu kable",null,null,null,0.0]
["7105 030/EKW","YTKSY ekw 30x2x0,5","YTKSY ekw 30x2x0,5","km",0.0,"Cobi Cu kable",null,null,null,0.0]
["7105 035/EKW","YTKSY ekw 35x2x0,5","YTKSY ekw 35x2x0,5","km",0.0,"Cobi Cu kable",null,null,null,0.0]
["7105 003/EKW","YTKSY ekw 3x2x0,5","YTKSY ekw 3x2x0,5","km",0.0,"Cobi Cu kable",null,null,null,0.0]
["7105 042/EKW","YTKSY ekw 42x2x0,5","YTKSY ekw 42x2x0,5","km",0.0,"Cobi Cu kable",null,null,null,0.0]
["7105 048/EKW","YTKSY ekw 48x2x0,5","YTKSY ekw 48x2x0,5","km",0.0,"Cobi Cu kable",null,null,null,0.0]
["7105 004/EKW","YTKSY ekw 4x2x0,5","YTKSY ekw 4x2x0,5","km",0.0,"Cobi Cu kable",null,null,null,0.0]
["7105 053/EKW","YTKSY ekw 53x2x0,5","YTKSY ekw 53x2x0,5","km",0.0,"Cobi Cu kable",null,null,null,0.0]
["7105 005/EKW","YTKSY ekw 5x2x0,5","YTKSY ekw 5x2x0,5","km",0.0,"Cobi Cu kable",null,null,null,0.0]
["7105 006/EKW","YTKSY ekw 6x2x0,5","YTKSY ekw 6x2x0,5","km",0.0,"Cobi Cu kable",null,null,null,0.0]
["7105 007/EKW","YTKSY ekw 7x2x0,5","YTKSY ekw 7x2x0,5","km",0.0,"Cobi Cu kable",null,null,null,0.0]
["Z-208-OS2-MTP/M-12C-","Z-208-OS2-MTP/M-12C-FAN-190-B2ca","Z-208-OS2-MTP/M-12C-FAN-190-B2ca EXCEL OS2 MTPAPC(m) TO LC FANOUT 12C 190M B2ca","szt.",0.0,"EXCEL",null,null,null,0.0]
["Z-555-3V-COM16-INT3-","Z-555-3V-COM16-INT3-30C13-6C19-3B","Z-555-3V-COM16-INT3-30C13-6C19-3B Excel INT3 Vertical PDU c/w 30x C13, 6x C19 socket","szt.",0.0,"EXCEL",null,null,null,0.0]
["3T-Z-555-3V-COM16-IN","Z-555-3V-COM16-INT3-30C13-6C19-3T","Z-555-3V-COM16-INT3-30C13-6C19-3T Excel INT3 Vertical PDU c/w 30x C13, 6x C19 socket","szt.",0.0,"EXCEL",null,null,null,0.0]
["T12-2302","Zabezpieczenie dla 1 pary 180 FS-PTC (UB=180V)","Zabezpieczenie przepięciowo-przetężeniowe dla 1 pary 180 FS-PTC (UB=180V)","szt.",0.0,"Cobi LSA telekomunikacja",null,null,null,0.0]
["ZACISKARKA","Zaciskarka","Zaciskarka","szt.",0.0,"Inne - okazjonalne",null,null,null,0.0]
["ZT100/88","Zaciskarka terminali 110/88","Zaciskarka terminali 110/88","szt.",59.8,"Cobi Cu okablowanie",null,null,null,0.0]
[1062310.0,"Zaciskarka wtyków RJ45, RJ12, RJ11","Zaciskarka wtyków RJ45, RJ12, RJ11","szt.",0.0,"Cobi Cu okablowanie",null,null,null,0.0]
[1002274.0,"Zaciskarka złącz modularnych 8p, 6p, 4p","Zaciskarka złącz modularnych 8p, 6p, 4p","szt.",0.0,"Cobi Cu okablowanie",null,null,null,0.0]
["735813-100","Zakończenie kanału CLIDI 55 x 130mm","Zakończenie kanału CLIDI 55 x 130mm","szt.",0.0,"Puszki podłogowe i koryta",null,null,null,0.0]
[735803.0,"Zakończenie kanału CLIDI 55 x 90mm ,9010 śn. Biały","Zakończenie kanału CLIDI 55 x 90mm ,9010 śn. Biały","szt.",0.0,"Puszki podłogowe i koryta",null,null,null,0.0]
["ZALICZKA","Zaliczka na zakup kabla","Zaliczka na zakup kabla","szt.",0.0,"USŁUGI",null,null,null,0.0]
["ZAMEK","ZAMEK","ZAMEK","szt.",0.0,"Cobi szafy akcesoria",null,null,null,0.0]
["F9852S","ZAMEK 1/4 OBROTU ŚLEPY UNIEMOZLIWIA OTWARCIE OSŁON","ZAMEK 1/4 OBROTU ŚLEPY UNIEMOZLIWIA OTWARCIE OSŁON OD ZEWNĄTRZ - RAL 5024","szt.",41.17,"TECNOSTEEL",null,null,null,0.0]
["F9852","ZAMEK 1/4 OBROTU Z KLUCZEM (DO OSŁON BOCZNYCH PEŁN","ZAMEK 1/4 OBROTU Z KLUCZEM (DO OSŁON BOCZNYCH PEŁNYCH) - RAL 5024","szt.",41.17,"TECNOSTEEL",null,null,null,0.0]
["F2566","ZAMEK 1/4 OBROTU Z KLUCZEM (DO OSŁON BOCZNYCH PERF","ZAMEK 1/4 OBROTU Z KLUCZEM (DO OSŁON BOCZNYCH PERFOROWANYCH) - RAL 5024","szt.",41.17,"TECNOSTEEL",null,null,null,0.0]
[3060056.0,"Zamek cylindryczny do boxów VKA","Zamek cylindryczny do boxów VKA","szt.",0.0,"Cobi LSA telekomunikacja",null,null,null,0.0]
["3060 056/T","Zamek cylindryczny wersja tecno do boxów VKA","Zamek cylindryczny wersja tecno do boxów VKA","szt.",0.0,"Cobi LSA telekomunikacja",null,null,null,0.0]
["ACR01-0240","Zamek do drzwi szafy wiszącej CobiCabling Ravus","Zamek do drzwi szafy wiszącej CobiCabling Ravus","szt.",16.0,"Cobi szafy akcesoria",null,null,null,0.0]
["ZAM_KAR_13,56","Zamek na karte zbliżeniowa 13,56MHz","Zamek na karte zbliżeniowa 13,56MHz","szt.",0.0,"Cobi szafy akcesoria",null,null,null,0.0]
["FZCH1333","Zamek pantentowy 1333 chromowany","Zamek pantentowy 1333 chromowany","szt.",0.0,"Cobi szafy akcesoria",null,null,null,0.0]
["F9270","ZAMEK SZYFROWY","ZAMEK SZYFROWY","szt.",259.14,"TECNOSTEEL",null,null,null,0.0]
["T17702B","Zamek szyfrowy dla drzwi dwuskrzydłowych ","Zamek szyfrowy dla drzwi dwuskrzydłowych ","szt.",226.02,"TECNOSTEEL",null,null,null,0.0]
["T1770","Zamek szyfrowy dla drzwi jednoskrzydłowych ","Zamek szyfrowy dla drzwi jednoskrzydłowych ","szt.",209.13,"TECNOSTEEL",null,null,null,0.0]
[2021001.0,"Zamek z dwoma kluczami do box I, II, III, IV","Zamek z dwoma kluczami do box I, II, III, IV","szt.",4.28,"Cobi LSA telekomunikacja",null,null,null,0.0]
["5010 146/Z","ZAMEK Z KLUCZEM 1/4  ","ZAMEK Z KLUCZEM 1/4  ","szt.",0.0,"Cobi LSA telekomunikacja",null,null,null,0.0]
["PZAS_12V_3PIN","Zasilacz 12V 3pin ATX","Zasilacz 12V 3pin ATX","szt.",0.0,"Cobi szafy akcesoria",null,null,null,0.0]
["UPS/1400GE ","Zasilacz awaryjny UPS ORVALDI 1400GE ","Zasilacz awaryjny UPS ORVALDI 1400GE ","szt.",0.0,"UPS i urządzenia aktywne",null,null,null,0.0]
["T9191","Zasilacz dla paneli oświetleniowych LED","Zasilacz dla paneli oświetleniowych LED","szt.",200.67,"TECNOSTEEL",null,null,null,0.0]
["ZASILACZ/HP","Zasilacz HP do serwera ProLiant DL G5","Zasilacz HP do serwera ProLiant DL G5","szt.",0.0,"UPS i urządzenia aktywne",null,null,null,0.0]
[5010021.0,"Zasilacz impulsowy 230V/12V/1,4A do lampki LED, ko","Zasilacz impulsowy 230V/12V/1,4A do lampki LED, kolor czarny","szt.",23.18,"Cobi szafy akcesoria",null,null,null,0.0]
["ZASILACZ-UPS","Zasilacz UPS","Zasilacz UPS","szt.",0.0,"UPS i urządzenia aktywne",null,null,null,0.0]
["FS9578","Zaslepka filtracyjna do szafy 800mm w komplecie z ","Zaslepka filtracyjna do szafy 800mm w komplecie z przepustem szczotkowym","szt.",0.0,"Cobi szafy akcesoria",null,null,null,0.0]
["5050 012/SW","Zaślepka (zatyczka) gniazda RJ45, czarna","Zaślepka (zatyczka) gniazda RJ45, czarna","szt.",1.24,"Cobi Cu okablowanie",null,null,null,0.0]
["F9012-21","Zaślepka 21'' - 1U","Zaślepka 21'' - 1U","szt.",22.96,"TECNOSTEEL",null,null,null,0.0]
["F9102-21","Zaślepka 21'' - 2U","Zaślepka 21'' - 2U","szt.",37.21,"TECNOSTEEL",null,null,null,0.0]
["F9013-21","Zaślepka 21'' - 3U","Zaślepka 21'' - 3U","szt.",41.48,"TECNOSTEEL",null,null,null,0.0]
["SAN-SZB","Zaślepka 22,5x45 mm (RAL 9003)","Zaślepka 22,5x45 mm (RAL 9003)","szt.",0.0,"Półprodukty do montażu",null,null,null,0.0]
["SAN-SZK-T","Zaślepka 22,5x45 mm (RAL 9010) z logo Telegärtner","Zaślepka 22,5x45 mm (RAL 9010) z logo Telegärtner","szt.",0.0,"Półprodukty do montażu",null,null,null,0.0]
["SAN-DM-SZK","Zaślepka 22,5x45 mm DO MONTAŻU","Zaślepka 22,5x45 mm (RAL 9010)","szt.",0.0,"Półprodukty do montażu",null,null,null,0.0]
["TAK02","Zaślepka alum.45x45mm do kolumny","Zaślepka alum.45x45mm do kolumny","szt.",0.0,"Puszki podłogowe i koryta",null,null,null,0.0]
["TAK01","Zaślepka alumin.22,5x45mm do kolumny","Zaślepka alumin.22,5x45mm do kolumny","szt.",0.0,"Puszki podłogowe i koryta",null,null,null,0.0]
["TAK23","Zaślepka alumin.517,5x45mm","Zaślepka alumin.517,5x45mm","szt.",0.0,"Puszki podłogowe i koryta",null,null,null,0.0]
["TAK03","Zaślepka alumin.67,5x45mm do kolumny","Zaślepka alumin.67,5x45mm do kolumny","szt.",0.0,"Puszki podłogowe i koryta",null,null,null,0.0]
["TAK04","Zaślepka alumin.90x45mm do kolumny","Zaślepka alumin.90x45mm do kolumny","szt.",0.0,"Puszki podłogowe i koryta",null,null,null,0.0]
["F40-1610","Zaślepka CobiCabling do panela Multi-Use","Zaślepka CobiCabling do panela Multi-Use","szt.",0.0,"Cobi FO osprzęt",null,null,null,0.0]
["C15-0003","Zaślepka otworu 50x25mm","Zaślepka otworu 50x25mm","szt.",0.0,"Cobi Cu okablowanie",null,null,null,0.0]
["SAN-SZK","Zaślepka otworu keystone 22,5x45mm (RAL 9010)","Zaślepka CobiCabling keystone 22,5x45mm (kolor biały RAL 9010)","szt.",3.12,"Cobi 45x45",null,null,null,0.0]
["SAN-SZK22,5","Zaślepka otworu keystone 22,5x45mm (RAL 9010)","Zaślepka CobiCabling keystone 22,5x45mm (kolor biały RAL 9010)","szt.",2.62,"Cobi 45x45",null,null,null,0.0]
["SAN-SZK45","Zaślepka otworu keystone 45x45mm (RAL 9010)","Zaślepka CobiCabling otworu keystone 45x45mm (kolor biały RAL 9010)","szt.",3.7,"Cobi 45x45",null,null,null,0.0]
["C30-0108","Zaślepka otworu modułu keystone biała","Zaślepka otworu modułu RJ45 keystone biała","szt.",1.56,"Cobi Cu okablowanie",null,null,null,0.0]
["C30-0109","Zaślepka otworu modułu keystone czarna","Zaślepka otworu modułu RJ45 keystone czarna","szt.",1.43,"Cobi Cu okablowanie",null,null,null,0.0]
["F61-0011","Zaślepka otworu SC dx/LC quad","Zaślepka CobiCabling otworu SC duplex/LC quad czarna","szt.",1.8,"Cobi FO osprzęt",null,null,null,0.0]
["F61-0010","Zaślepka otworu SC sx/LC dx","Zaślepka CobiCabling otworu SC simplex/LC duplex czarna","szt.",1.0,"Cobi FO osprzęt",null,null,null,0.0]
["F61-0012","Zaślepka otworu ST","Zaślepka CobiCabling otworu ST","szt.",0.11,"Cobi FO osprzęt",null,null,null,0.0]
[6.81152045E8,"Zaślepka podw. biała mod.45","Zaślepka podw. biała mod.45","szt.",0.0,"Puszki podłogowe i koryta",null,null,null,0.0]
[6.8115209E8,"Zaślepka podw. czarna mod.45","Zaślepka podw. czarna mod.45","szt.",0.0,"Puszki podłogowe i koryta",null,null,null,0.0]
[6.8115105E8,"Zaślepka poj. biała","Zaślepka poj. biała","szt.",0.0,"Puszki podłogowe i koryta",null,null,null,0.0]
[6.8115109E8,"Zaślepka poj. czarna mod. 45","Zaślepka poj. czarna mod. 45","szt.",0.0,"Puszki podłogowe i koryta",null,null,null,0.0]
[6.9294005E7,"Zaślepka przeciwkurz. moduły KS, 25 szt, czerw.","Zaślepka przeciwkurzowa do modułów typu KS, opakowanie 25 szt., żółte","szt.",0.0,"Cobi Cu okablowanie",null,null,null,0.0]
[6.9294003E7,"Zaślepka przeciwkurz. moduły KS, 25 szt, niebies.","Zaślepka przeciwkurzowa do modułów typu KS, opakowanie 25 szt., żółte","szt.",0.0,"Cobi Cu okablowanie",null,null,null,0.0]
[6.9294002E7,"Zaślepka przeciwkurz. moduły KS, 25 szt, zielone","Zaślepka przeciwkurzowa do modułów typu KS, opakowanie 25 szt., żółte","szt.",0.0,"Cobi Cu okablowanie",null,null,null,0.0]
[6.9294001E7,"Zaślepka przeciwkurz. moduły KS, 25 szt, żółte","Zaślepka przeciwkurzowa do modułów typu KS, opakowanie 25 szt., żółte","szt.",0.0,"Cobi Cu okablowanie",null,null,null,0.0]
["F9577","Zaślepka z filtrem z włók. do montażu w dole szafy","Zaślepka z filtrem z włókniny do montażu w dole szafy (dla szaf 600 mm gł.)","szt.",98.26,"TECNOSTEEL",null,null,null,0.0]
["F9578","Zaślepka z filtrem z włók. do montażu w dole szafy","Zaślepka z filtrem z włókniny do montażu w dole szafy (dla szaf 800 mm gł.)","szt.",108.33,"TECNOSTEEL",null,null,null,0.0]
["F9579","Zaślepka z filtrem z włók. do montażu w dole szafy","Zaślepka z filtrem z włókniny do montażu w dole szafy (dla szaf 1000 mm gł.)","szt.",86.8,"TECNOSTEEL",null,null,null,0.0]
["SB76-00-00-011","Zaślepka z włókniną i szczotką","Zaślepka z włókniną i szczotką","szt.",0.0,"Puszki podłogowe i koryta",null,null,null,0.0]
[6700011.0,"Zatyczka gniazda RJ45 IP67","Zatyczka gniazda RJ45 IP67","szt.",20.82,"Cobi Cu okablowanie",null,null,null,0.0]
[3.5203201E8,"Zespół mocujący pokrywę 15-35mm","Zespół mocujący pokrywę 15-35mm","szt.",0.0,"Puszki podłogowe i koryta",null,null,null,0.0]
[3.5603201E8,"Zespół mocujący pokrywę 15-35mm","Zespół mocujący pokrywę 15-35mm","szt.",0.0,"Puszki podłogowe i koryta",null,null,null,0.0]
["29298K075","Zespół srub poz. ZPK 075","Zespół srub poz. ZPK 075","szt.",0.0,"Puszki podłogowe i koryta",null,null,null,0.0]
["29298K120","Zespół srub poz. ZPK 120","Zespół srub poz. ZPK 120","szt.",63.18,"Puszki podłogowe i koryta",null,null,null,0.0]
["29098K075","Zespół śrub poz. ZE-NSK 075","Zespół śrub poz. ZE-NSK 075","szt.",0.0,"Puszki podłogowe i koryta",null,null,null,0.0]
["29098K120","Zespół śrub poz. ZE-NSK 120","Zespół śrub poz. ZE-NSK 120","szt.",0.0,"Puszki podłogowe i koryta",null,null,null,0.0]
["ZESTAW","Zestaw","Zestaw","szt.",0.0,"Inne - okazjonalne",null,null,null,0.0]
["P9090HD","ZESTAW 2 PROWADNIC PIONOWYCH 42U - Z POKRYWĄ I SYS","ZESTAW 2 PROWADNIC PIONOWYCH 42U - Z POKRYWĄ I SYSTEMEM ZATRZASKOWYM - glebokosc 79mm","szt.",0.0,"TECNOSTEEL",null,null,null,0.0]
["P9090N HD","ZESTAW 2 PROWADNIC PIONOWYCH 42U - Z POKRYWĄ I SYS","ZESTAW 2 PROWADNIC PIONOWYCH 42U - Z POKRYWĄ I SYSTEMEM ZATRZASKOWYM - glebokosc 120mm","szt.",490.83,"TECNOSTEEL",null,null,null,0.0]
["P9091HD","ZESTAW 2 PROWADNIC PIONOWYCH 42U - Z POKRYWĄ I SYS","ZESTAW 2 PROWADNIC PIONOWYCH 42U - Z POKRYWĄ I SYSTEMEM ZATRZASKOWYM - glebokosc 120mm","szt.",490.83,"TECNOSTEEL",null,null,null,0.0]
["AC51-0042","Zestaw 2 prowadnic pionowych 42U CobiCabling","Zestaw 2 prowadnic pionowych 42U do szaf CobiCabling, RAL 9005 czarne","szt.",551.66,"Cobi szafy akcesoria",null,null,null,0.0]
["P9098HD","ZESTAW 2 PROWADNIC PIONOWYCH 47U - Z POKRYWĄ I SYS","ZESTAW 2 PROWADNIC PIONOWYCH 47U - Z POKRYWĄ I SYSTEMEM ZATRZASKOWYM - glebokosc 120mm","szt.",554.96,"TECNOSTEEL",null,null,null,0.0]
["P9890","ZESTAW 2 PROWADNIC Z 6 OTWORAMI DO MONTAŻU PANELI ","ZESTAW 2 PROWADNIC Z 6 OTWORAMI DO MONTAŻU PANELI LUB INNYCH URZĄDZEŃ 19\" W PIONIE ORAZ PIONOWEJ ORGANIZACJI KABLI - dla szaf o wys. 47U i gł. 1000 mm - kolor szary RAL7035","szt.",519.33,"TECNOSTEEL",null,null,null,0.0]
["P9890P8","ZESTAW 2 PROWADNIC Z 6 OTWORAMI DO MONTAŻU PANELI ","ZESTAW 2 PROWADNIC Z 6 OTWORAMI DO MONTAŻU PANELI LUB INNYCH URZĄDZEŃ 19\" W PIONIE ORAZ PIONOWEJ ORGANIZACJI KABLI - dla szaf o wys. 47U i gł. 800 mm - kolor szary RAL7035","szt.",519.33,"TECNOSTEEL",null,null,null,0.0]
["P9891","ZESTAW 2 PROWADNIC Z 6 OTWORAMI DO MONTAŻU PANELI ","ZESTAW 2 PROWADNIC Z 6 OTWORAMI DO MONTAŻU PANELI LUB INNYCH URZĄDZEŃ 19\" W PIONIE ORAZ PIONOWEJ ORGANIZACJI KABLI - dla szaf o wys. 42U i gł. 1000 mm - kolor szary RAL7035","szt.",457.58,"TECNOSTEEL",null,null,null,0.0]
["P9891P8","ZESTAW 2 PROWADNIC Z 6 OTWORAMI DO MONTAŻU PANELI ","ZESTAW 2 PROWADNIC Z 6 OTWORAMI DO MONTAŻU PANELI LUB INNYCH URZĄDZEŃ 19\" W PIONIE ORAZ PIONOWEJ ORGANIZACJI KABLI - dla szaf o wys. 42U i gł. 800 mm - kolor szary RAL7035","szt.",457.58,"TECNOSTEEL",null,null,null,0.0]
["T9159N","Zestaw 2 szyn do beznerzędziowego montażu 2 standa","Zestaw 2 szyn do beznerzędziowego montażu 2 standardowych lub 3 węższych listew PDU – dla szaf T7X o wys. 42U i 48U","szt.",372.64,"TECNOSTEEL",null,null,null,0.0]
["T9170","ZESTAW 2 SZYN TELESKOPOWYCH DLA SERWERÓW","ZESTAW 2 SZYN TELESKOPOWYCH DLA SERWERÓW","szt.",248.39,"TECNOSTEEL",null,null,null,0.0]
["P9043KIT","ZESTAW 4 KÓŁEK (2 Z BLOKADĄ) Z PŁYTAMI DO MOCOWANI","ZESTAW 4 KÓŁEK (2 Z BLOKADĄ) Z PŁYTAMI DO MOCOWANIA STOPEK - nosnosc stat - 360 kg, dyn. - 225","szt.",394.25,"TECNOSTEEL",null,null,null,0.0]
["P9043NKIT","ZESTAW 4 KÓŁEK (2 Z BLOKADĄ) Z PŁYTAMI DO MOCOWANI","ZESTAW 4 KÓŁEK (2 Z BLOKADĄ) Z PŁYTAMI DO MOCOWANIA STOPEK - nosnosc stat - 360 kg, dyn. - 225","szt.",394.25,"TECNOSTEEL",null,null,null,0.0]
["F9038KIT","ZESTAW 4 KÓŁEK Z PŁYTAMI DO MOCOWANIA STOPEK - max","ZESTAW 4 KÓŁEK Z PŁYTAMI DO MOCOWANIA STOPEK - max. nośność 700 kg","szt.",530.27,"TECNOSTEEL",null,null,null,0.0]
["F9038NKIT","ZESTAW 4 KÓŁEK Z PŁYTAMI DO MOCOWANIA STOPEK - max","ZESTAW 4 KÓŁEK Z PŁYTAMI DO MOCOWANIA STOPEK - max. nośność 700 kg","szt.",530.27,"TECNOSTEEL",null,null,null,0.0]
["T9160N","Zestaw 4 wsporników kotwiących szafę do podłogi","Zestaw 4 wsporników kotwiących szafę do podłogi","szt.",266.14,"TECNOSTEEL",null,null,null,0.0]
["T9009N8","Zestaw 8 uchwytów kablowych - montaż do belek nośn","Zestaw 8 uchwytów kablowych - montaż do belek nośnych \"rack\" szafy T7X - elem. mocujące w kpl.","szt.",160.52,"TECNOSTEEL",null,null,null,0.0]
["P9042J","Zestaw do łączenia szaf Progress (bez cokołu)","Zestaw do łączenia szaf Progress dla szaf ze stopkami poziomującymi - kolor szary","szt.",90.7,"TECNOSTEEL",null,null,null,0.0]
["P9042N","Zestaw do łączenia szaf Progress (z cokołem)","Zestaw do łączenia szaf Progress dla szaf z cokołem - kolor czarny","szt.",90.7,"TECNOSTEEL",null,null,null,0.0]
["P9042","Zestaw do łączenia szaf Progress N (z cokołem)","Zestaw do łączenia szaf Progress dla szaf z cokołem - kolor szary","szt.",90.7,"TECNOSTEEL",null,null,null,0.0]
["T9042N","Zestaw do łączenia szaf T7X ","Zestaw do łączenia szaf T7X ","szt.",108.84,"TECNOSTEEL",null,null,null,0.0]
["T9042TN","Zestaw do łączenia wymienników rzędowych ","Zestaw do łączenia wymienników rzędowych BladeCooling","szt.",108.84,"TECNOSTEEL",null,null,null,0.0]
["F8751","Zestaw do mocowania szafek IP na słupie","Zestaw do mocowania szafek IP na słupie","szt.",336.21,"TECNOSTEEL",null,null,null,0.0]
["F8750","Zestaw do mocowania szafek IP na ścianie","Zestaw do mocowania szafek IP na ścianie","szt.",51.62,"TECNOSTEEL",null,null,null,0.0]
["T12-2210","Zestaw etykiet z numerami -  nadruk 1..0","Zestaw etykiet z numerami -  nadruk 1..0","szt.",7.13,"Cobi LSA telekomunikacja",null,null,null,0.0]
["T12-2211","Zestaw etykiet z numerami -  nadruk 10..100","Zestaw etykiet z numerami -  nadruk 10..100","szt.",4.83,"Cobi LSA telekomunikacja",null,null,null,0.0]
["F9041","Zestaw montażowy - nakrętki, śruby, podkł. 50szt.","Zestaw montażowy - nakrętki, śruby, podkładki 50szt. - szare","szt.",43.67,"TECNOSTEEL",null,null,null,0.0]
["F9041N","Zestaw montażowy - nakrętki, śruby, podkł. 50szt.","Zestaw montażowy - nakrętki, śruby, podkładki 50szt. - czarne","szt.",50.39,"TECNOSTEEL",null,null,null,0.0]
["PZEST_MONT_1U","Zestaw montażowy 1U 19\"","Zestaw montażowy 1U 19\"","szt.",0.0,"Cobi szafy akcesoria",null,null,null,0.0]
["A00-0044","Zestaw montażowy 4x (śruba, podkładka, nakrętka)","Zestaw montażowy 4x śruba, podkładka, nakrętka","szt.",3.07,"Cobi szafy akcesoria",null,null,null,0.0]
["A60-1019","Zestaw oświetlenia LED na 48V DC mocowanie magn.","Zestaw oświetlenia LED na 48V DC mocowanie magn.","szt.",0.0,"Cobi szafy akcesoria",null,null,null,0.0]
["ZOLED","Zestaw oświetleniowy mocowany 19'' 1U - Lampa LED ","Zestaw oświetleniowy mocowany 19'' 1U - Lampa LED ","szt.",251.94,"TECNOSTEEL",null,null,null,0.0]
["FZO8W","Zestaw oświetleniowy mocowany 19'' 1U - Lampa neon","Zestaw oświetleniowy mocowany 19'' 1U - Lampa neon","szt.",209.95,"TECNOSTEEL",null,null,null,0.0]
["ZOLEDN","Zestaw oświetleniowy mocowany 19\" 1U","Zestaw oświetleniowy mocowany 19'' 1U - lampa LED 4W","szt.",251.95,"TECNOSTEEL",null,null,null,0.0]
["6931 0000/N","Zestaw paneli","Zestaw paneli","szt.",0.0,"Inne - okazjonalne",null,null,null,0.0]
["ZESTAW-POKAZOWY","Zestaw pokazowy","Zestaw pokazowy","szt.",0.0,"Inne - okazjonalne",null,null,null,0.0]
["F9295N","Zestaw poziomujący cokoły (podkł, stopki, wkręty)","Zestaw poziomujący dla cokołów (zawiera 4 podkładki met., 4 stopki reg., 8 nakrętek i wkrętów m8)","szt.",139.41,"TECNOSTEEL",null,null,null,0.0]
["F9295","Zestaw poziomujący dla cokołów + 4 podkładki","Zestaw poziomujący dla cokołów + 4 podkładki","szt.",139.41,"TECNOSTEEL",null,null,null,0.0]
["P9891N","Zestaw prowadnic dla szaf o wys. 42U i gł. 1000 mm","Zestaw 2 prowadnic z 6 otworami do montażu paneli lub innych urządzeń 19\" w pionie oraz pionowej organizacji kabli - dla szaf o wys. 42U i gł. 1000 mm - kolor szary RAL 7035","szt.",457.58,"TECNOSTEEL",null,null,null,0.0]
["P9891P8N","Zestaw prowadnic dla szaf o wys. 42U i gł. 800 mm","Zestaw 2 prowadnic z 6 otworami do montażu paneli lub innych urządzeń 19\" w pionie oraz pionowej organizacji kabli - dla szaf o wys. 42U i gł. 800 mm - kolor szary RAL 7035","szt.",457.58,"TECNOSTEEL",null,null,null,0.0]
["P9890N","Zestaw prowadnic dla szaf o wys. 47U i gł. 1000 mm","Zestaw 2 prowadnic z 6 otworami do montażu paneli lub innych urządzeń 19\" w pionie oraz pionowej organizacji kabli - dla szaf o wys. 47U i gł. 1000 mm - kolor szary RAL 7035","szt.",519.33,"TECNOSTEEL",null,null,null,0.0]
["P9890P8N","Zestaw prowadnic dla szaf o wys. 47U i gł. 800 mm","Zestaw 2 prowadnic z 6 otworami do montażu paneli lub innych urządzeń 19\" w pionie oraz pionowej organizacji kabli - dla szaf o wys. 47U i gł. 800 mm - kolor szary RAL 7035","szt.",519.33,"TECNOSTEEL",null,null,null,0.0]
["F1541","Zestaw wentylacyjny szafki IP","Zestaw wentylacyjny szafki IP","szt.",508.37,"TECNOSTEEL",null,null,null,0.0]
["F4265","Zestaw zabezpieczający - 2 zamki z kluczem cylindr","Zestaw zabezpieczający - 2 zamki z kluczem cylindrycznym","szt.",168.9,"TECNOSTEEL",null,null,null,0.0]
["TX9132N","Zestaw zaślepiający przepływ powietrza","Zestaw zaślepiający przepływ powietrza","szt.",520.5,"TECNOSTEEL",null,null,null,0.0]
["TX9133N","Zestaw zaślepiający przepływ powietrza","Zestaw zaślepiający przepływ powietrza","szt.",548.58,"TECNOSTEEL",null,null,null,0.0]
["TX9135N","Zestaw zaślepiający przepływ powietrza","Zestaw zaślepiający przepływ powietrza","szt.",542.6,"TECNOSTEEL",null,null,null,0.0]
["TX9136N","Zestaw zaślepiający przepływ powietrza","Zestaw zaślepiający przepływ powietrza","szt.",632.83,"TECNOSTEEL",null,null,null,0.0]
["ZŁĄCZE","Złącze","Złącze","szt.",0.0,"Inne - okazjonalne",null,null,null,0.0]
[5019440.0,"Złącze (beczka) typu F (F-gniazdo/F-gniazdo)","Złącze (beczka) typu F (F-gniazdo/F-gniazdo)","szt.",1.68,"Cobi Cu okablowanie",null,null,null,0.0]
["0000 040","ZŁĄCZE PRZECIWSKRĘTNE RJ12","ZŁĄCZE PRZECIWSKRĘTNE RJ12","szt.",3.91,"Inne - okazjonalne",null,null,null,0.0]
["RCR01-0406-M","Złożona szafa wisząca CobiCabling Ravus 19\" 6U 600","Złożona szafa wisząca CobiCabling Ravus 19\" 6U 600x450mm, drzwi przednie przeszklone, zdejmowane osłony boczne z zamkiem, czarna RAL 9005","szt.",0.0,"Cobi szafy",null,null,null,0.0]
["Z-ICON-07B","ZMAX ICON GREEN,100/BAG","ZMAX ICON GREEN,100/BAG","szt.",0.0,"SIEMON",null,null,null,0.0]
["Z-ICON-09B","ZMAX ICON ORANGE,100/BAG","ZMAX ICON ORANGE,100/BAG","szt.",0.0,"SIEMON",null,null,null,0.0]
["Z-ICON-08B","ZMAX ICON VIOLET,100/BAG","ZMAX ICON VIOLET,100/BAG","szt.",0.0,"SIEMON",null,null,null,0.0]
["Z-ICON-05B","ZMAX ICON YELLOW,100/BAG","ZMAX ICON YELLOW,100/BAG","szt.",0.0,"SIEMON",null,null,null,0.0]
["Z-BL-01","ZMAX PANEL BLANK, BAG OF 10, BLACK","ZMAX PANEL BLANK, BAG OF 10, BLACK","szt.",0.0,"SIEMON",null,null,null,7.96]
["Z-TOOL","ZMAX TERMINATION TOOL","ZMAX TERMINATION TOOL","szt.",0.0,"SIEMON",null,null,null,9.96]
["ZM6A-S02M-02","ZMAX,Cat 6A,S/FTP,T568A/B,STRD,WHT CM/LSOH,CLR 2M","ZMAX,Cat 6A,S/FTP,T568A/B,STRD,WHT CM/LSOH,CLR BOOT,2M","szt.",0.0,"SIEMON",null,null,null,0.0]
["ZM6A-S0.2M-02","ZMAX,Cat 6A,S/FTP,T568A/B,STRD,WHT CM/LSOH,CLR BOO","ZMAX,Cat 6A,S/FTP,T568A/B,STRD,WHT CM/LSOH,CLR BOOT,0.2M","szt.",0.0,"SIEMON",null,null,null,0.0]
["ZM6A-S0.2M-02B","ZMAX,Cat 6A,S/FTP,T568A/B,STRD,WHT CM/LSOH,CLR BOO","ZMAX,Cat 6A,S/FTP,T568A/B,STRD,WHT CM/LSOH,CLR BOOT,BULK,0.2M","szt.",0.0,"SIEMON",null,null,null,0.0]
["Z-TOOL-ZP","ZPLUG TERMINATION TOOL","ZPLUG TERMINATION TOOL","szt.",0.0,"SIEMON",null,null,null,10.46]
["ZV-190-071/215-WT/11","ZV-190-071/215-WT/117-1-10M  EXCEL CAT6 UTP B2ca 1","ZV-190-071/215-WT/117-1-10M  EXCEL CAT6 UTP B2ca 1-WAY JACK/RJ45 10m","szt.",0.0,"EXCEL",null,null,null,0.0]
["TESTPRO CV100-K11","Zestaw Certyfikacji Światłowodów","Zestaw do Certyfikacji Światłowodów - Dwie platformy pomiarowe TestPro, Certyfikat kalibracji każdej z jednostek, 2x Adapter pomiarowy AD-SM-01 fala 1310/1550 z OPM, OLS i VLS, 2x Adapter pomiarowy AD-MM-01 fala 850/1300 z OPM, OLS i VLS, Do adapterów dołączony jest zestaw patchcordów pomiarowych oraz cleanerów, Kabel USB, Pendrive z oprogramowaniem TestDataPro, 2x Pasek na ramię, 2x Zasilacz, Skrócona instrukcja obsługi, Walizka transportowa","szt.",0.0,"Inne - okazjonalne",null,null,null,0.0]
["TESTPRO CV100-K51","Zestaw do Certyfikacji Miedzi i Światłowodów","Zestaw do Certyfikacji Miedzi i Światłowodów - Dwie platformy pomiarowe TestPro, Certyfikat kalibracji każdej z jednostek, 2x Adapter Channel AD-CAT8-CH, 2x Adapter Permanent Link AD-CAT6A-PL,2x Adapter pomiarowy AD-SM-01 fala 1310/1550 z OPM, OLS i VLS, 2x Adapter pomiarowy AD-MM-01 fala 850/1300 z OPM, OLS i VLS, Do adapterów dołączony jest zestaw patchcordów pomiarowych oraz cleanerów, Kabel USB, Pendrive z oprogramowaniem TestDataPro, 2x Pasek na ramię, 2x Zasilacz, Skrócona instrukcja obsługi, Walizka transportowa","szt.",0.0,"Inne - okazjonalne",null,null,null,0.0]
["TESTPRO CV100-K50","Zestaw Certyfikacji Miedzi","Zestaw do Certyfikacji Miedzi - Dwie platformy pomiarowe TestPro, Certyfikat kalibracji każdej z jednostek, 2x Adapter Channel AD-CAT8-CH, 2x Adapter Permanent Link AD-CAT6A-PL, Kabel USB, Pendrive z oprogramowaniem TestDataPro, 2x Pasek na ramię, 2x Zasilacz, Skrócona instrukcja obsługi, Walizka transportowa","szt.",0.0,"Inne - okazjonalne",null,null,null,0.0]
["C24-1110-7,5","Patchcord CobiCabling RJ45-RJ45 kat. 6A S/FTP LSOH 7,5m żółty ","Patchcord CobiCabling RJ45-RJ45 kat. 6A S/FTP LSOH 7,5m żółty ","szt.",0.0,"Cobi Cu kable krosowe",null,null,null,0.0]
["C24-1110-10,0","Patchcord CobiCabling RJ45-RJ45 kat. 6A S/FTP LSOH 10m żółty ","Patchcord CobiCabling RJ45-RJ45 kat. 6A S/FTP LSOH 10m żółty ","szt.",0.0,"Cobi Cu kable krosowe",null,null,null,0.0]
["C24-1110-15,0","Patchcord CobiCabling RJ45-RJ45 kat. 6A S/FTP LSOH 15m żółty ","Patchcord CobiCabling RJ45-RJ45 kat. 6A S/FTP LSOH 15m żółty ","szt.",0.0,"Cobi Cu kable krosowe",null,null,null,0.0]
["C24-1120-7,5","Patchcord CobiCabling RJ45-RJ45 kat. 6A S/FTP LSOH 7,5m zielony","Patchcord CobiCabling RJ45-RJ45 kat. 6A S/FTP LSOH 7,5m zielony","szt.",0.0,"Cobi Cu kable krosowe",null,null,null,0.0]
["C24-1120-10,0","Patchcord CobiCabling RJ45-RJ45 kat. 6A S/FTP LSOH 10m zielony","Patchcord CobiCabling RJ45-RJ45 kat. 6A S/FTP LSOH 10m zielony","szt.",0.0,"Cobi Cu kable krosowe",null,null,null,0.0]
["C24-1130-7,5","Patchcord CobiCabling RJ45-RJ45 kat. 6A S/FTP LSOH 7,5m niebieski","Patchcord CobiCabling RJ45-RJ45 kat. 6A S/FTP LSOH 7,5m niebieski","szt.",0.0,"Cobi Cu kable krosowe",null,null,null,0.0]
["C24-1130-10,0","Patchcord CobiCabling RJ45-RJ45 kat. 6A S/FTP LSOH 10m niebieski","Patchcord CobiCabling RJ45-RJ45 kat. 6A S/FTP LSOH 10m niebieski","szt.",0.0,"Cobi Cu kable krosowe",null,null,null,0.0]
["C24-1130-15,0","Patchcord CobiCabling RJ45-RJ45 kat. 6A S/FTP LSOH 15m niebieski","Patchcord CobiCabling RJ45-RJ45 kat. 6A S/FTP LSOH 15m niebieski","szt.",0.0,"Cobi Cu kable krosowe",null,null,null,0.0]
["C24-1140-7,5","Patchcord CobiCabling RJ45-RJ45 kat. 6A S/FTP LSOH 7,5m czerwony","Patchcord CobiCabling RJ45-RJ45 kat. 6A S/FTP LSOH 7,5m czerwony","szt.",0.0,"Cobi Cu kable krosowe",null,null,null,0.0]
["C24-1140-10,0","Patchcord CobiCabling RJ45-RJ45 kat. 6A S/FTP LSOH 10m czerwony","Patchcord CobiCabling RJ45-RJ45 kat. 6A S/FTP LSOH 10m czerwony","szt.",0.0,"Cobi Cu kable krosowe",null,null,null,0.0]
["C24-1140-15,0","Patchcord CobiCabling RJ45-RJ45 kat. 6A S/FTP LSOH 15m czerwony","Patchcord CobiCabling RJ45-RJ45 kat. 6A S/FTP LSOH 15m czerwony","szt.",0.0,"Cobi Cu kable krosowe",null,null,null,0.0]
["C24-1150-7,5","Patchcord CobiCabling RJ45-RJ45 kat. 6A S/FTP LSOH 7,5m czarny","Patchcord CobiCabling RJ45-RJ45 kat. 6A S/FTP LSOH 7,5m czarny","szt.",0.0,"Cobi Cu kable krosowe",null,null,null,0.0]
["C24-1150-10,0","Patchcord CobiCabling RJ45-RJ45 kat. 6A S/FTP LSOH 10m czarny","Patchcord CobiCabling RJ45-RJ45 kat. 6A S/FTP LSOH 10m czarny","szt.",0.0,"Cobi Cu kable krosowe",null,null,null,0.0]
["C24-1150-15,0","Patchcord CobiCabling RJ45-RJ45 kat. 6A S/FTP LSOH 15m czarny","Patchcord CobiCabling RJ45-RJ45 kat. 6A S/FTP LSOH 15m czarny","szt.",0.0,"Cobi Cu kable krosowe",null,null,null,0.0]
["C14-1110-7,5","Patchcord CobiCabling RJ45-RJ45 kat. 6A U/UTP LSOH 7,5m żółty","Patchcord CobiCabling RJ45-RJ45 kat. 6A U/UTP LSOH 7,5m żółty","szt.",0.0,"Cobi Cu kable krosowe",null,null,null,0.0]
["C14-1110-10,0","Patchcord CobiCabling RJ45-RJ45 kat. 6A U/UTP LSOH 10m żółty","Patchcord CobiCabling RJ45-RJ45 kat. 6A U/UTP LSOH 10m żółty","szt.",0.0,"Cobi Cu kable krosowe",null,null,null,0.0]
["C14-1110-15,0","Patchcord CobiCabling RJ45-RJ45 kat. 6A U/UTP LSOH 15m żółty","Patchcord CobiCabling RJ45-RJ45 kat. 6A U/UTP LSOH 15m żółty","szt.",0.0,"Cobi Cu kable krosowe",null,null,null,0.0]
["C14-1120-7,5","Patchcord CobiCabling RJ45-RJ45 kat. 6A U/UTP LSOH 7,5m zielony","Patchcord CobiCabling RJ45-RJ45 kat. 6A U/UTP LSOH 7,5m zielony","szt.",0.0,"Cobi Cu kable krosowe",null,null,null,0.0]
["C14-1120-10,0","Patchcord CobiCabling RJ45-RJ45 kat. 6A U/UTP LSOH 10m zielony","Patchcord CobiCabling RJ45-RJ45 kat. 6A U/UTP LSOH 10m zielony","szt.",0.0,"Cobi Cu kable krosowe",null,null,null,0.0]
["C14-1120-15,0","Patchcord CobiCabling RJ45-RJ45 kat. 6A U/UTP LSOH 15m zielony","Patchcord CobiCabling RJ45-RJ45 kat. 6A U/UTP LSOH 15m zielony","szt.",0.0,"Cobi Cu kable krosowe",null,null,null,0.0]
["C14-1130-7,5","Patchcord CobiCabling RJ45-RJ45 kat. 6A U/UTP LSOH 7,m niebieski","Patchcord CobiCabling RJ45-RJ45 kat. 6A U/UTP LSOH 7,m niebieski","szt.",0.0,"Cobi Cu kable krosowe",null,null,null,0.0]
["C14-1130-10,0","Patchcord CobiCabling RJ45-RJ45 kat. 6A U/UTP LSOH 10m niebieski","Patchcord CobiCabling RJ45-RJ45 kat. 6A U/UTP LSOH 10m niebieski","szt.",0.0,"Cobi Cu kable krosowe",null,null,null,0.0]
["C14-1130-15,0","Patchcord CobiCabling RJ45-RJ45 kat. 6A U/UTP LSOH 15m niebieski","Patchcord CobiCabling RJ45-RJ45 kat. 6A U/UTP LSOH 15m niebieski","szt.",0.0,"Cobi Cu kable krosowe",null,null,null,0.0]
["C14-1140-7,5","Patchcord CobiCabling RJ45-RJ45 kat. 6A U/UTP LSOH 7,5m czerwony","Patchcord CobiCabling RJ45-RJ45 kat. 6A U/UTP LSOH 7,5m czerwony","szt.",0.0,"Cobi Cu kable krosowe",null,null,null,0.0]
["C14-1140-10,0","Patchcord CobiCabling RJ45-RJ45 kat. 6A U/UTP LSOH 10m czerwony","Patchcord CobiCabling RJ45-RJ45 kat. 6A U/UTP LSOH 10m czerwony","szt.",0.0,"Cobi Cu kable krosowe",null,null,null,0.0]
["C14-1140-15,0","Patchcord CobiCabling RJ45-RJ45 kat. 6A U/UTP LSOH 15m czerwony","Patchcord CobiCabling RJ45-RJ45 kat. 6A U/UTP LSOH 15m czerwony","szt.",0.0,"Cobi Cu kable krosowe",null,null,null,0.0]
["C14-1150-7,5","Patchcord CobiCabling RJ45-RJ45 kat. 6A U/UTP LSOH 7,5m czarny","Patchcord CobiCabling RJ45-RJ45 kat. 6A U/UTP LSOH 7,5m czarny","szt.",0.0,"Cobi Cu kable krosowe",null,null,null,0.0]
["C14-1150-10,0","Patchcord CobiCabling RJ45-RJ45 kat. 6A U/UTP LSOH 10m czarny","Patchcord CobiCabling RJ45-RJ45 kat. 6A U/UTP LSOH 10m czarny","szt.",0.0,"Cobi Cu kable krosowe",null,null,null,0.0]
["C14-1150-15,0","Patchcord CobiCabling RJ45-RJ45 kat. 6A U/UTP LSOH 15m czarny","Patchcord CobiCabling RJ45-RJ45 kat. 6A U/UTP LSOH 15m czarny","szt.",0.0,"Cobi Cu kable krosowe",null,null,null,0.0]
["C14-5010-7,5","Patchcord CobiCabling RJ45-RJ45 kat. 5e U/UTP PVC 7,5m żółty","Patchcord CobiCabling RJ45-RJ45 kat. 5e U/UTP PVC 7,5m żółty","szt.",0.0,"Cobi Cu kable krosowe",null,null,null,0.0]
["C14-5010-10,0","Patchcord CobiCabling RJ45-RJ45 kat. 5e U/UTP PVC 10m żółty","Patchcord CobiCabling RJ45-RJ45 kat. 5e U/UTP PVC 10m żółty","szt.",0.0,"Cobi Cu kable krosowe",null,null,null,0.0]
["C14-5010-15,0","Patchcord CobiCabling RJ45-RJ45 kat. 5e U/UTP PVC 15m żółty","Patchcord CobiCabling RJ45-RJ45 kat. 5e U/UTP PVC 15m żółty","szt.",0.0,"Cobi Cu kable krosowe",null,null,null,0.0]
["C14-5020-7,5","Patchcord CobiCabling RJ45-RJ45 kat. 5e U/UTP PVC 7,5m zielony","Patchcord CobiCabling RJ45-RJ45 kat. 5e U/UTP PVC 7,5m zielony","szt.",0.0,"Cobi Cu kable krosowe",null,null,null,0.0]
["C14-5020-10,0","Patchcord CobiCabling RJ45-RJ45 kat. 5e U/UTP PVC 10m zielony","Patchcord CobiCabling RJ45-RJ45 kat. 5e U/UTP PVC 10m zielony","szt.",0.0,"Cobi Cu kable krosowe",null,null,null,0.0]
["C14-5020-15,0","Patchcord CobiCabling RJ45-RJ45 kat. 5e U/UTP PVC 15m zielony","Patchcord CobiCabling RJ45-RJ45 kat. 5e U/UTP PVC 15m zielony","szt.",0.0,"Cobi Cu kable krosowe",null,null,null,0.0]
["C14-5030-7,5","Patchcord CobiCabling RJ45-RJ45 kat. 5e U/UTP PVC 7,5m niebieski","Patchcord CobiCabling RJ45-RJ45 kat. 5e U/UTP PVC 7,5m niebieski","szt.",0.0,"Cobi Cu kable krosowe",null,null,null,0.0]
["C14-5030-10,0","Patchcord CobiCabling RJ45-RJ45 kat. 5e U/UTP PVC 10m niebieski","Patchcord CobiCabling RJ45-RJ45 kat. 5e U/UTP PVC 10m niebieski","szt.",0.0,"Cobi Cu kable krosowe",null,null,null,0.0]
["C14-5030-15,0","Patchcord CobiCabling RJ45-RJ45 kat. 5e U/UTP PVC 15m niebieski","Patchcord CobiCabling RJ45-RJ45 kat. 5e U/UTP PVC 15m niebieski","szt.",0.0,"Cobi Cu kable krosowe",null,null,null,0.0]
["C14-5040-7,5","Patchcord CobiCabling RJ45-RJ45 kat. 5e U/UTP PVC 7,5m czerwony","Patchcord CobiCabling RJ45-RJ45 kat. 5e U/UTP PVC 7,5m czerwony","szt.",0.0,"Cobi Cu kable krosowe",null,null,null,0.0]
["C14-5040-10,0","Patchcord CobiCabling RJ45-RJ45 kat. 5e U/UTP PVC 10m czerwony","Patchcord CobiCabling RJ45-RJ45 kat. 5e U/UTP PVC 10m czerwony","szt.",0.0,"Cobi Cu kable krosowe",null,null,null,0.0]
["C14-5040-15,0","Patchcord CobiCabling RJ45-RJ45 kat. 5e U/UTP PVC 15m czerwony","Patchcord CobiCabling RJ45-RJ45 kat. 5e U/UTP PVC 15m czerwony","szt.",0.0,"Cobi Cu kable krosowe",null,null,null,0.0]
["C14-5050-7,5","Patchcord CobiCabling RJ45-RJ45 kat. 5e U/UTP PVC 7,5m czarny","Patchcord CobiCabling RJ45-RJ45 kat. 5e U/UTP PVC 7,5m czarny","szt.",0.0,"Cobi Cu kable krosowe",null,null,null,0.0]
["C14-5050-10,0","Patchcord CobiCabling RJ45-RJ45 kat. 5e U/UTP PVC 10m czarny","Patchcord CobiCabling RJ45-RJ45 kat. 5e U/UTP PVC 10m czarny","szt.",0.0,"Cobi Cu kable krosowe",null,null,null,0.0]
["C14-5050-15,0","Patchcord CobiCabling RJ45-RJ45 kat. 5e U/UTP PVC 15m czarny","Patchcord CobiCabling RJ45-RJ45 kat. 5e U/UTP PVC 15m czarny","szt.",0.0,"Cobi Cu kable krosowe",null,null,null,0.0]
["AC01-0430","Panel wentylacyjny 4-wentylatorowy dla szaf stojących CobiCabling","Panel wentylacyjny 4-wentylatorowy dla szaf stojących CobiCabling","szt.",0.0,"Cobi szafy akcesoria",null,null,null,0.0]

{"sheet":"Warunki handlowe","index":2,"n_rows":22,"n_cols":18,"rows_kept":22,"cut":false,"hidden":false,"merged":[[18,1,18,14],[19,1,19,14],[20,1,20,14],[21,1,22,14]]}
[]
[]
[null,null,null,null,null,null,null,null,"CENNIK ",null,null,null,null,null,null,"Data przygotowania cennika","2023-01-12"]
[null,null,null,null,null,null,null,null,"OKABLOWANIA "]
[null,null,null,null,null,null,null,null,"STRUKUTRALNEGO",null,null,null,null,null,null,"1 EUR",{"$f":"'Tabela nr 244_C_NBP_2021 z dnia'!D3","v":4.7265},"PLN"]
[null,null,null,null,null,null,null,null,"COBICABLING",null,null,null,null,null,null,"1 USD",{"$f":"'Tabela nr 244_C_NBP_2021 z dnia'!D2","v":4.3886},"PLN"]
[]
[]
[null,"CobiCabling sp. z o.o.| ul. Austriacka 4 | 64-100 Leszno"]
[null,"Dział Sprzedaży: sales@cobicabling.com"]
[]
[null,"Cennik nie stanowi oferty w myśl kodeksu prawa, a pełni jedynie funkcję orientacyjną. Ceny mogą ulegać zmianie."]
[]
[null,"Uwaga: ze względu na dużą zmienność cen miedzi jak i kursu EURO, ceny wyrażone w PLN wymagają potwierdzenia (szczególnie kable instalacyjne/moduły RJ45). "]
[null,"Przedstawione ceny są aktualne na okres ważności cennika. "]
[]
[null,"Dodatkowe informacje i warunki:"]
[null,"1. Cennik ważny jest do dnia",null,null,{"$f":"Q3+30","v":"2023-02-11"}]
[null,"2. W przypadku informacji ‘’na zapytanie’’, prosimy o kontakt."]
[null,"3. W przypadku braku ceny przy produkcie (brak) oznacza, że towar jest niedostępny z magazynu na ten moment."]
[null,"3. Dostępność kabli instalacyjnych miedzianych szybko się zmienia. Prosimy o potwierdzenie dostępności w Dziale Sprzedaży."]
[null,"4. Ceny jeśli podane w euro (EUR), są przeliczane na złotówki wg aktualnego kursu sprzedaży NBP z dnia poprzedzającego dzień wystawienia faktury (ostatnie notowanie). Wszystkie ceny zawierają ewentualne cło i podatek graniczny, nie uwzględniają podatku VAT."]

{"sheet":"Kalkulator cen","index":3,"n_rows":42,"n_cols":12,"rows_kept":42,"cut":false,"hidden":false,"merged":[[39,6,39,8]]}
[]
[null,"Dla:",null,null,null,null,null,null,null,"Kurs EUR:",{"$f":"'Warunki handlowe'!Q5","v":4.7265}]
[null,"Inwestycja:",null,null,null,null,null,null,null,"Kurs USD:",{"$f":"'Warunki handlowe'!Q6","v":4.3886}]
[]
["Lp.","Numer katalogowy","NAZWA","j.m.","Cena katalogowa","Waluta","Rabat","Cena jedn. po rabacie PLN","Ilość","Wartość netto [PLN]","Wartość netto z rabatem [PLN]","Uwagi"]
[null,null,{"$f":"IF(B6=\"\",\" \",IF(B6=LOOKUP(B6,Arkusz!$A$2:$A$11999),LOOKUP(B6,Arkusz!$A$2:$A$11999,Arkusz!$E$2:$E$11999),\"-\"))","v":" "},{"$f":"IF(B6=\"\",\" \",IF(B6=LOOKUP(B6,Arkusz!$A$2:$A$11999),LOOKUP(B6,Arkusz!$A$2:$A$11999,Arkusz!$C$2:$C$11999),\"-\"))","v":" "},{"$f":"IF(B6=\"\",\" \",IF(B6=LOOKUP(B6,Arkusz!$A$2:$A$11999),LOOKUP(B6,Arkusz!$A$2:$A$11999,Arkusz!$B$2:$B$11999),\"-\"))","v":" "},{"$f":"IF(B6=\"\",\" \",IF(B6=LOOKUP(B6,Arkusz!$A$2:$A$11999),LOOKUP(B6,Arkusz!$A$2:$A$11999,Arkusz!$H$2:$H$11999),\"-\"))","v":" "},0.0,{"$f":"IF(B6=\"\",\"\",IF(F6=\"PLN\",E6-G6*E6,(E6*$K$2)-(E6*$K$2*G6)))","v":""},null,{"$f":"IF(B6=\"\",\" \",IF(F6=\"EUR\",$K$2*E6*I6,IF(F6=\"PLN\",E6*I6,\"-\")))","v":" "},{"$f":"IFERROR(H6*I6,\"\")","v":0}]
[42.0,null,{"$f":"IFERROR(VLOOKUP(B7,Arkusz!A:H,2,FALSE),\"\")","v":""},{"$f":"IFERROR(VLOOKUP(B7,Arkusz!A:H,4,FALSE),\"\")","v":""},{"$f":"IFERROR(IF(VLOOKUP(B7,Arkusz!A:K,5,FALSE)=0,VLOOKUP(B7,Arkusz!A:K,11,FALSE),(VLOOKUP(B7,Arkusz!A:K,5,FALSE))),\"\")","v":""},{"$f":"IFERROR(IF(VLOOKUP(B7,Arkusz!A:H,5,FALSE)=0,\"EUR\",\"PLN\"),\"\")","v":""},0.0,{"$f":"IF(F7=\"PLN\",E7*(1-G7),IF(F7=\"EUR\",E7*$K$2*(1-G7),IF(F7=\"USD\",E7*$K$3*(1-G7),\"\")))","v":""},null,{"$f":"IF(F7=\"PLN\",E7*I7,IF(F7=\"EUR\",E7*I7*$K$2,IF(F7=\"USD\",E7*I7*$K$3,\"\")))","v":""},0]
[43.0,null,{"$f":"IFERROR(VLOOKUP(B8,Arkusz!A:H,2,FALSE),\"\")","v":""},{"$f":"IFERROR(VLOOKUP(B8,Arkusz!A:H,4,FALSE),\"\")","v":""},{"$f":"IFERROR(IF(VLOOKUP(B8,Arkusz!A:K,5,FALSE)=0,VLOOKUP(B8,Arkusz!A:K,11,FALSE),(VLOOKUP(B8,Arkusz!A:K,5,FALSE))),\"\")","v":""},{"$f":"IFERROR(IF(VLOOKUP(B8,Arkusz!A:H,5,FALSE)=0,\"EUR\",\"PLN\"),\"\")","v":""},0.0,"",null,"",0]
[44.0,null,{"$f":"IFERROR(VLOOKUP(B9,Arkusz!A:H,2,FALSE),\"\")","v":""},{"$f":"IFERROR(VLOOKUP(B9,Arkusz!A:H,4,FALSE),\"\")","v":""},{"$f":"IFERROR(IF(VLOOKUP(B9,Arkusz!A:K,5,FALSE)=0,VLOOKUP(B9,Arkusz!A:K,11,FALSE),(VLOOKUP(B9,Arkusz!A:K,5,FALSE))),\"\")","v":""},{"$f":"IFERROR(IF(VLOOKUP(B9,Arkusz!A:H,5,FALSE)=0,\"EUR\",\"PLN\"),\"\")","v":""},0.0,"",null,"",0]
[45.0,null,{"$f":"IFERROR(VLOOKUP(B10,Arkusz!A:H,2,FALSE),\"\")","v":""},{"$f":"IFERROR(VLOOKUP(B10,Arkusz!A:H,4,FALSE),\"\")","v":""},{"$f":"IFERROR(IF(VLOOKUP(B10,Arkusz!A:K,5,FALSE)=0,VLOOKUP(B10,Arkusz!A:K,11,FALSE),(VLOOKUP(B10,Arkusz!A:K,5,FALSE))),\"\")","v":""},{"$f":"IFERROR(IF(VLOOKUP(B10,Arkusz!A:H,5,FALSE)=0,\"EUR\",\"PLN\"),\"\")","v":""},0.0,"",null,"",0]
[46.0,null,{"$f":"IFERROR(VLOOKUP(B11,Arkusz!A:H,2,FALSE),\"\")","v":""},{"$f":"IFERROR(VLOOKUP(B11,Arkusz!A:H,4,FALSE),\"\")","v":""},{"$f":"IFERROR(IF(VLOOKUP(B11,Arkusz!A:K,5,FALSE)=0,VLOOKUP(B11,Arkusz!A:K,11,FALSE),(VLOOKUP(B11,Arkusz!A:K,5,FALSE))),\"\")","v":""},{"$f":"IFERROR(IF(VLOOKUP(B11,Arkusz!A:H,5,FALSE)=0,\"EUR\",\"PLN\"),\"\")","v":""},0.0,"",null,"",0]
[47.0,null,{"$f":"IFERROR(VLOOKUP(B12,Arkusz!A:H,2,FALSE),\"\")","v":""},{"$f":"IFERROR(VLOOKUP(B12,Arkusz!A:H,4,FALSE),\"\")","v":""},{"$f":"IFERROR(IF(VLOOKUP(B12,Arkusz!A:K,5,FALSE)=0,VLOOKUP(B12,Arkusz!A:K,11,FALSE),(VLOOKUP(B12,Arkusz!A:K,5,FALSE))),\"\")","v":""},{"$f":"IFERROR(IF(VLOOKUP(B12,Arkusz!A:H,5,FALSE)=0,\"EUR\",\"PLN\"),\"\")","v":""},0.0,"",null,"",0]
[48.0,null,{"$f":"IFERROR(VLOOKUP(B13,Arkusz!A:H,2,FALSE),\"\")","v":""},{"$f":"IFERROR(VLOOKUP(B13,Arkusz!A:H,4,FALSE),\"\")","v":""},{"$f":"IFERROR(IF(VLOOKUP(B13,Arkusz!A:K,5,FALSE)=0,VLOOKUP(B13,Arkusz!A:K,11,FALSE),(VLOOKUP(B13,Arkusz!A:K,5,FALSE))),\"\")","v":""},{"$f":"IFERROR(IF(VLOOKUP(B13,Arkusz!A:H,5,FALSE)=0,\"EUR\",\"PLN\"),\"\")","v":""},0.0,"",null,"",0]
[49.0,null,{"$f":"IFERROR(VLOOKUP(B14,Arkusz!A:H,2,FALSE),\"\")","v":""},{"$f":"IFERROR(VLOOKUP(B14,Arkusz!A:H,4,FALSE),\"\")","v":""},{"$f":"IFERROR(IF(VLOOKUP(B14,Arkusz!A:K,5,FALSE)=0,VLOOKUP(B14,Arkusz!A:K,11,FALSE),(VLOOKUP(B14,Arkusz!A:K,5,FALSE))),\"\")","v":""},{"$f":"IFERROR(IF(VLOOKUP(B14,Arkusz!A:H,5,FALSE)=0,\"EUR\",\"PLN\"),\"\")","v":""},0.0,"",null,"",0]
[50.0,null,{"$f":"IFERROR(VLOOKUP(B15,Arkusz!A:H,2,FALSE),\"\")","v":""},{"$f":"IFERROR(VLOOKUP(B15,Arkusz!A:H,4,FALSE),\"\")","v":""},{"$f":"IFERROR(IF(VLOOKUP(B15,Arkusz!A:K,5,FALSE)=0,VLOOKUP(B15,Arkusz!A:K,11,FALSE),(VLOOKUP(B15,Arkusz!A:K,5,FALSE))),\"\")","v":""},{"$f":"IFERROR(IF(VLOOKUP(B15,Arkusz!A:H,5,FALSE)=0,\"EUR\",\"PLN\"),\"\")","v":""},0.0,"",null,"",0]
[40.0,null,{"$f":"IFERROR(VLOOKUP(B16,Arkusz!A:H,2,FALSE),\"\")","v":""},{"$f":"IFERROR(VLOOKUP(B16,Arkusz!A:H,4,FALSE),\"\")","v":""},{"$f":"IFERROR(IF(VLOOKUP(B16,Arkusz!A:K,5,FALSE)=0,VLOOKUP(B16,Arkusz!A:K,11,FALSE),(VLOOKUP(B16,Arkusz!A:K,5,FALSE))),\"\")","v":""},{"$f":"IFERROR(IF(VLOOKUP(B16,Arkusz!A:H,5,FALSE)=0,\"EUR\",\"PLN\"),\"\")","v":""},0.0,"",null,"",0]
[41.0,null,{"$f":"IFERROR(VLOOKUP(B17,Arkusz!A:H,2,FALSE),\"\")","v":""},{"$f":"IFERROR(VLOOKUP(B17,Arkusz!A:H,4,FALSE),\"\")","v":""},{"$f":"IFERROR(IF(VLOOKUP(B17,Arkusz!A:K,5,FALSE)=0,VLOOKUP(B17,Arkusz!A:K,11,FALSE),(VLOOKUP(B17,Arkusz!A:K,5,FALSE))),\"\")","v":""},{"$f":"IFERROR(IF(VLOOKUP(B17,Arkusz!A:H,5,FALSE)=0,\"EUR\",\"PLN\"),\"\")","v":""},0.0,"",null,"",0]
[42.0,null,{"$f":"IFERROR(VLOOKUP(B18,Arkusz!A:H,2,FALSE),\"\")","v":""},{"$f":"IFERROR(VLOOKUP(B18,Arkusz!A:H,4,FALSE),\"\")","v":""},{"$f":"IFERROR(IF(VLOOKUP(B18,Arkusz!A:K,5,FALSE)=0,VLOOKUP(B18,Arkusz!A:K,11,FALSE),(VLOOKUP(B18,Arkusz!A:K,5,FALSE))),\"\")","v":""},{"$f":"IFERROR(IF(VLOOKUP(B18,Arkusz!A:H,5,FALSE)=0,\"EUR\",\"PLN\"),\"\")","v":""},0.0,"",null,"",0]
[43.0,null,{"$f":"IFERROR(VLOOKUP(B19,Arkusz!A:H,2,FALSE),\"\")","v":""},{"$f":"IFERROR(VLOOKUP(B19,Arkusz!A:H,4,FALSE),\"\")","v":""},{"$f":"IFERROR(IF(VLOOKUP(B19,Arkusz!A:K,5,FALSE)=0,VLOOKUP(B19,Arkusz!A:K,11,FALSE),(VLOOKUP(B19,Arkusz!A:K,5,FALSE))),\"\")","v":""},{"$f":"IFERROR(IF(VLOOKUP(B19,Arkusz!A:H,5,FALSE)=0,\"EUR\",\"PLN\"),\"\")","v":""},0.0,"",null,"",0]
[42.0,null,{"$f":"IFERROR(VLOOKUP(B20,Arkusz!A:H,2,FALSE),\"\")","v":""},{"$f":"IFERROR(VLOOKUP(B20,Arkusz!A:H,4,FALSE),\"\")","v":""},{"$f":"IFERROR(IF(VLOOKUP(B20,Arkusz!A:K,5,FALSE)=0,VLOOKUP(B20,Arkusz!A:K,11,FALSE),(VLOOKUP(B20,Arkusz!A:K,5,FALSE))),\"\")","v":""},{"$f":"IFERROR(IF(VLOOKUP(B20,Arkusz!A:H,5,FALSE)=0,\"EUR\",\"PLN\"),\"\")","v":""},0.0,"",null,"",0]
[43.0,null,{"$f":"IFERROR(VLOOKUP(B21,Arkusz!A:H,2,FALSE),\"\")","v":""},{"$f":"IFERROR(VLOOKUP(B21,Arkusz!A:H,4,FALSE),\"\")","v":""},{"$f":"IFERROR(IF(VLOOKUP(B21,Arkusz!A:K,5,FALSE)=0,VLOOKUP(B21,Arkusz!A:K,11,FALSE),(VLOOKUP(B21,Arkusz!A:K,5,FALSE))),\"\")","v":""},{"$f":"IFERROR(IF(VLOOKUP(B21,Arkusz!A:H,5,FALSE)=0,\"EUR\",\"PLN\"),\"\")","v":""},0.0,"",null,"",0]
[44.0,null,{"$f":"IFERROR(VLOOKUP(B22,Arkusz!A:H,2,FALSE),\"\")","v":""},{"$f":"IFERROR(VLOOKUP(B22,Arkusz!A:H,4,FALSE),\"\")","v":""},{"$f":"IFERROR(IF(VLOOKUP(B22,Arkusz!A:K,5,FALSE)=0,VLOOKUP(B22,Arkusz!A:K,11,FALSE),(VLOOKUP(B22,Arkusz!A:K,5,FALSE))),\"\")","v":""},{"$f":"IFERROR(IF(VLOOKUP(B22,Arkusz!A:H,5,FALSE)=0,\"EUR\",\"PLN\"),\"\")","v":""},0.0,"",null,"",0]
[45.0,null,{"$f":"IFERROR(VLOOKUP(B23,Arkusz!A:H,2,FALSE),\"\")","v":""},{"$f":"IFERROR(VLOOKUP(B23,Arkusz!A:H,4,FALSE),\"\")","v":""},{"$f":"IFERROR(IF(VLOOKUP(B23,Arkusz!A:K,5,FALSE)=0,VLOOKUP(B23,Arkusz!A:K,11,FALSE),(VLOOKUP(B23,Arkusz!A:K,5,FALSE))),\"\")","v":""},{"$f":"IFERROR(IF(VLOOKUP(B23,Arkusz!A:H,5,FALSE)=0,\"EUR\",\"PLN\"),\"\")","v":""},0.0,"",null,"",0]
[46.0,null,{"$f":"IFERROR(VLOOKUP(B24,Arkusz!A:H,2,FALSE),\"\")","v":""},{"$f":"IFERROR(VLOOKUP(B24,Arkusz!A:H,4,FALSE),\"\")","v":""},{"$f":"IFERROR(IF(VLOOKUP(B24,Arkusz!A:K,5,FALSE)=0,VLOOKUP(B24,Arkusz!A:K,11,FALSE),(VLOOKUP(B24,Arkusz!A:K,5,FALSE))),\"\")","v":""},{"$f":"IFERROR(IF(VLOOKUP(B24,Arkusz!A:H,5,FALSE)=0,\"EUR\",\"PLN\"),\"\")","v":""},0.0,"",null,"",0]
[47.0,null,{"$f":"IFERROR(VLOOKUP(B25,Arkusz!A:H,2,FALSE),\"\")","v":""},{"$f":"IFERROR(VLOOKUP(B25,Arkusz!A:H,4,FALSE),\"\")","v":""},{"$f":"IFERROR(IF(VLOOKUP(B25,Arkusz!A:K,5,FALSE)=0,VLOOKUP(B25,Arkusz!A:K,11,FALSE),(VLOOKUP(B25,Arkusz!A:K,5,FALSE))),\"\")","v":""},{"$f":"IFERROR(IF(VLOOKUP(B25,Arkusz!A:H,5,FALSE)=0,\"EUR\",\"PLN\"),\"\")","v":""},0.0,"",null,"",0]
[48.0,null,{"$f":"IFERROR(VLOOKUP(B26,Arkusz!A:H,2,FALSE),\"\")","v":""},{"$f":"IFERROR(VLOOKUP(B26,Arkusz!A:H,4,FALSE),\"\")","v":""},{"$f":"IFERROR(IF(VLOOKUP(B26,Arkusz!A:K,5,FALSE)=0,VLOOKUP(B26,Arkusz!A:K,11,FALSE),(VLOOKUP(B26,Arkusz!A:K,5,FALSE))),\"\")","v":""},{"$f":"IFERROR(IF(VLOOKUP(B26,Arkusz!A:H,5,FALSE)=0,\"EUR\",\"PLN\"),\"\")","v":""},0.0,"",null,"",0]
[49.0,null,{"$f":"IFERROR(VLOOKUP(B27,Arkusz!A:H,2,FALSE),\"\")","v":""},{"$f":"IFERROR(VLOOKUP(B27,Arkusz!A:H,4,FALSE),\"\")","v":""},{"$f":"IFERROR(IF(VLOOKUP(B27,Arkusz!A:K,5,FALSE)=0,VLOOKUP(B27,Arkusz!A:K,11,FALSE),(VLOOKUP(B27,Arkusz!A:K,5,FALSE))),\"\")","v":""},{"$f":"IFERROR(IF(VLOOKUP(B27,Arkusz!A:H,5,FALSE)=0,\"EUR\",\"PLN\"),\"\")","v":""},0.0,"",null,"",0]
[50.0,null,{"$f":"IFERROR(VLOOKUP(B28,Arkusz!A:H,2,FALSE),\"\")","v":""},{"$f":"IFERROR(VLOOKUP(B28,Arkusz!A:H,4,FALSE),\"\")","v":""},{"$f":"IFERROR(IF(VLOOKUP(B28,Arkusz!A:K,5,FALSE)=0,VLOOKUP(B28,Arkusz!A:K,11,FALSE),(VLOOKUP(B28,Arkusz!A:K,5,FALSE))),\"\")","v":""},{"$f":"IFERROR(IF(VLOOKUP(B28,Arkusz!A:H,5,FALSE)=0,\"EUR\",\"PLN\"),\"\")","v":""},0.0,"",null,"",0]
[40.0,null,{"$f":"IFERROR(VLOOKUP(B29,Arkusz!A:H,2,FALSE),\"\")","v":""},{"$f":"IFERROR(VLOOKUP(B29,Arkusz!A:H,4,FALSE),\"\")","v":""},{"$f":"IFERROR(IF(VLOOKUP(B29,Arkusz!A:K,5,FALSE)=0,VLOOKUP(B29,Arkusz!A:K,11,FALSE),(VLOOKUP(B29,Arkusz!A:K,5,FALSE))),\"\")","v":""},{"$f":"IFERROR(IF(VLOOKUP(B29,Arkusz!A:H,5,FALSE)=0,\"EUR\",\"PLN\"),\"\")","v":""},0.0,"",null,"",0]
[41.0,null,{"$f":"IFERROR(VLOOKUP(B30,Arkusz!A:H,2,FALSE),\"\")","v":""},{"$f":"IFERROR(VLOOKUP(B30,Arkusz!A:H,4,FALSE),\"\")","v":""},{"$f":"IFERROR(IF(VLOOKUP(B30,Arkusz!A:K,5,FALSE)=0,VLOOKUP(B30,Arkusz!A:K,11,FALSE),(VLOOKUP(B30,Arkusz!A:K,5,FALSE))),\"\")","v":""},{"$f":"IFERROR(IF(VLOOKUP(B30,Arkusz!A:H,5,FALSE)=0,\"EUR\",\"PLN\"),\"\")","v":""},0.0,"",null,"",0]
[42.0,null,{"$f":"IFERROR(VLOOKUP(B31,Arkusz!A:H,2,FALSE),\"\")","v":""},{"$f":"IFERROR(VLOOKUP(B31,Arkusz!A:H,4,FALSE),\"\")","v":""},{"$f":"IFERROR(IF(VLOOKUP(B31,Arkusz!A:K,5,FALSE)=0,VLOOKUP(B31,Arkusz!A:K,11,FALSE),(VLOOKUP(B31,Arkusz!A:K,5,FALSE))),\"\")","v":""},{"$f":"IFERROR(IF(VLOOKUP(B31,Arkusz!A:H,5,FALSE)=0,\"EUR\",\"PLN\"),\"\")","v":""},0.0,"",null,"",0]
[43.0,null,{"$f":"IFERROR(VLOOKUP(B32,Arkusz!A:H,2,FALSE),\"\")","v":""},{"$f":"IFERROR(VLOOKUP(B32,Arkusz!A:H,4,FALSE),\"\")","v":""},{"$f":"IFERROR(IF(VLOOKUP(B32,Arkusz!A:K,5,FALSE)=0,VLOOKUP(B32,Arkusz!A:K,11,FALSE),(VLOOKUP(B32,Arkusz!A:K,5,FALSE))),\"\")","v":""},{"$f":"IFERROR(IF(VLOOKUP(B32,Arkusz!A:H,5,FALSE)=0,\"EUR\",\"PLN\"),\"\")","v":""},0.0,"",null,"",0]
[44.0,null,{"$f":"IFERROR(VLOOKUP(B33,Arkusz!A:H,2,FALSE),\"\")","v":""},{"$f":"IFERROR(VLOOKUP(B33,Arkusz!A:H,4,FALSE),\"\")","v":""},{"$f":"IFERROR(IF(VLOOKUP(B33,Arkusz!A:K,5,FALSE)=0,VLOOKUP(B33,Arkusz!A:K,11,FALSE),(VLOOKUP(B33,Arkusz!A:K,5,FALSE))),\"\")","v":""},{"$f":"IFERROR(IF(VLOOKUP(B33,Arkusz!A:H,5,FALSE)=0,\"EUR\",\"PLN\"),\"\")","v":""},0.0,"",null,"",0]
[45.0,null,{"$f":"IFERROR(VLOOKUP(B34,Arkusz!A:H,2,FALSE),\"\")","v":""},{"$f":"IFERROR(VLOOKUP(B34,Arkusz!A:H,4,FALSE),\"\")","v":""},{"$f":"IFERROR(IF(VLOOKUP(B34,Arkusz!A:K,5,FALSE)=0,VLOOKUP(B34,Arkusz!A:K,11,FALSE),(VLOOKUP(B34,Arkusz!A:K,5,FALSE))),\"\")","v":""},{"$f":"IFERROR(IF(VLOOKUP(B34,Arkusz!A:H,5,FALSE)=0,\"EUR\",\"PLN\"),\"\")","v":""},0.0,"",null,"",0]
[46.0,null,{"$f":"IFERROR(VLOOKUP(B35,Arkusz!A:H,2,FALSE),\"\")","v":""},{"$f":"IFERROR(VLOOKUP(B35,Arkusz!A:H,4,FALSE),\"\")","v":""},{"$f":"IFERROR(IF(VLOOKUP(B35,Arkusz!A:K,5,FALSE)=0,VLOOKUP(B35,Arkusz!A:K,11,FALSE),(VLOOKUP(B35,Arkusz!A:K,5,FALSE))),\"\")","v":""},{"$f":"IFERROR(IF(VLOOKUP(B35,Arkusz!A:H,5,FALSE)=0,\"EUR\",\"PLN\"),\"\")","v":""},0.0,"",null,"",0]
[47.0,null,{"$f":"IFERROR(VLOOKUP(B36,Arkusz!A:H,2,FALSE),\"\")","v":""},{"$f":"IFERROR(VLOOKUP(B36,Arkusz!A:H,4,FALSE),\"\")","v":""},{"$f":"IFERROR(IF(VLOOKUP(B36,Arkusz!A:K,5,FALSE)=0,VLOOKUP(B36,Arkusz!A:K,11,FALSE),(VLOOKUP(B36,Arkusz!A:K,5,FALSE))),\"\")","v":""},{"$f":"IFERROR(IF(VLOOKUP(B36,Arkusz!A:H,5,FALSE)=0,\"EUR\",\"PLN\"),\"\")","v":""},0.0,"",null,"",0]
[48.0,null,{"$f":"IFERROR(VLOOKUP(B37,Arkusz!A:H,2,FALSE),\"\")","v":""},{"$f":"IFERROR(VLOOKUP(B37,Arkusz!A:H,4,FALSE),\"\")","v":""},{"$f":"IFERROR(IF(VLOOKUP(B37,Arkusz!A:K,5,FALSE)=0,VLOOKUP(B37,Arkusz!A:K,11,FALSE),(VLOOKUP(B37,Arkusz!A:K,5,FALSE))),\"\")","v":""},{"$f":"IFERROR(IF(VLOOKUP(B37,Arkusz!A:H,5,FALSE)=0,\"EUR\",\"PLN\"),\"\")","v":""},0.0,"",null,"",0]
[49.0,null,{"$f":"IFERROR(VLOOKUP(B38,Arkusz!A:H,2,FALSE),\"\")","v":""},{"$f":"IFERROR(VLOOKUP(B38,Arkusz!A:H,4,FALSE),\"\")","v":""},{"$f":"IFERROR(IF(VLOOKUP(B38,Arkusz!A:K,5,FALSE)=0,VLOOKUP(B38,Arkusz!A:K,11,FALSE),(VLOOKUP(B38,Arkusz!A:K,5,FALSE))),\"\")","v":""},{"$f":"IFERROR(IF(VLOOKUP(B38,Arkusz!A:H,5,FALSE)=0,\"EUR\",\"PLN\"),\"\")","v":""},0.0,"",null,"",0]
[50.0,null,{"$f":"IFERROR(VLOOKUP(B39,Arkusz!A:H,2,FALSE),\"\")","v":""},{"$f":"IFERROR(VLOOKUP(B39,Arkusz!A:H,4,FALSE),\"\")","v":""},{"$f":"IFERROR(IF(VLOOKUP(B39,Arkusz!A:K,5,FALSE)=0,VLOOKUP(B39,Arkusz!A:K,11,FALSE),(VLOOKUP(B39,Arkusz!A:K,5,FALSE))),\"\")","v":""},{"$f":"IFERROR(IF(VLOOKUP(B39,Arkusz!A:H,5,FALSE)=0,\"EUR\",\"PLN\"),\"\")","v":""},0.0,"",null,"",0]
[null,null,null,null,null,null,"Wartość sumaryczna [PLN]:",null,null,{"$f":"SUM(J20:J39)","v":0},0]
[]
[null,"Kalkulator cen ma wyłącznie charakter orientacyjny i nie oznacza oferty w rozumieniu art. 66 §1 KC"]

{"sheet":"Okablowanie miedziane","index":4,"n_rows":347,"n_cols":10,"rows_kept":347,"cut":false,"hidden":false,"merged":[[0,0,0,2]]}
["Kategoria produktu",null,null,"Numer katalogowy","Opis","Grupa rabatowa","Rabat","Cena katalogowa","Cena po rabacie","Waluta"]
["Okablowanie miedziane"]
[null,"CobiCabling kat. 7/7A"]
[null,null,"Kable"]
[null,null,null,"C23-2511",{"$f":"IFERROR(VLOOKUP(D5,Arkusz!A:H,3,FALSE),\"Brak towaru\")","v":"Kabel CobiCabling kat. 7A S/FTP LSOH 1700MHz B2ca 500m"},{"$f":"IFERROR(VLOOKUP(D5,Arkusz!A:H,6,FALSE),\"-\")","v":"Cobi Cu kable"},0.0,{"$f":"IFERROR(IF(VLOOKUP(D5,Arkusz!A:K,5,FALSE)=0,(IF(VLOOKUP(D5,Arkusz!A:K,11,FALSE)=0,\"Na zapytanie\",VLOOKUP(D5,Arkusz!A:K,11,FALSE))),(VLOOKUP(D5,Arkusz!A:K,5,FALSE))),\"Na zapytanie\")","v":5.47},{"$f":"IFERROR(IF(H5=\"Na zapytanie\",\"\",H5*(1-G5)),\"\")","v":5.47},{"$f":"IFERROR(IF(VLOOKUP(D5,Arkusz!A:H,5,FALSE)=0,IF(H5=\"Na zapytanie\",\"\",\"EUR\"),\"PLN\"),\"\")","v":"PLN"}]
[null,null,null,"C23-2510",{"$f":"IFERROR(VLOOKUP(D6,Arkusz!A:H,3,FALSE),\"Brak towaru\")","v":"Kabel CobiCabling kat. 7A S/FTP LSOH 1500MHz B2ca 500m"},{"$f":"IFERROR(VLOOKUP(D6,Arkusz!A:H,6,FALSE),\"-\")","v":"Cobi Cu kable"},0.0,{"$f":"IFERROR(IF(VLOOKUP(D6,Arkusz!A:K,5,FALSE)=0,(IF(VLOOKUP(D6,Arkusz!A:K,11,FALSE)=0,\"Na zapytanie\",VLOOKUP(D6,Arkusz!A:K,11,FALSE))),(VLOOKUP(D6,Arkusz!A:K,5,FALSE))),\"Na zapytanie\")","v":5.13},5.13,{"$f":"IFERROR(IF(VLOOKUP(D6,Arkusz!A:H,5,FALSE)=0,IF(H6=\"Na zapytanie\",\"\",\"EUR\"),\"PLN\"),\"\")","v":"PLN"}]
[null,null,null,"C23-7310",{"$f":"IFERROR(VLOOKUP(D7,Arkusz!A:H,3,FALSE),\"Brak towaru\")","v":"Kabel CobiCabling kat. 7/7A S/FTP LSOH 1000MHz Dca 500m"},{"$f":"IFERROR(VLOOKUP(D7,Arkusz!A:H,6,FALSE),\"-\")","v":"Cobi Cu kable"},0.0,{"$f":"IFERROR(IF(VLOOKUP(D7,Arkusz!A:K,5,FALSE)=0,(IF(VLOOKUP(D7,Arkusz!A:K,11,FALSE)=0,\"Na zapytanie\",VLOOKUP(D7,Arkusz!A:K,11,FALSE))),(VLOOKUP(D7,Arkusz!A:K,5,FALSE))),\"Na zapytanie\")","v":4.05},4.05,{"$f":"IFERROR(IF(VLOOKUP(D7,Arkusz!A:H,5,FALSE)=0,IF(H7=\"Na zapytanie\",\"\",\"EUR\"),\"PLN\"),\"\")","v":"PLN"}]
[null,null,null,"C23-7510",{"$f":"IFERROR(VLOOKUP(D8,Arkusz!A:H,3,FALSE),\"Brak towaru\")","v":"Kabel CobiCabling kat. 7/7A S/FTP LSOH 1000MHz B2ca 500m"},{"$f":"IFERROR(VLOOKUP(D8,Arkusz!A:H,6,FALSE),\"-\")","v":"Cobi Cu kable"},0.0,{"$f":"IFERROR(IF(VLOOKUP(D8,Arkusz!A:K,5,FALSE)=0,(IF(VLOOKUP(D8,Arkusz!A:K,11,FALSE)=0,\"Na zapytanie\",VLOOKUP(D8,Arkusz!A:K,11,FALSE))),(VLOOKUP(D8,Arkusz!A:K,5,FALSE))),\"Na zapytanie\")","v":4.37},4.37,{"$f":"IFERROR(IF(VLOOKUP(D8,Arkusz!A:H,5,FALSE)=0,IF(H8=\"Na zapytanie\",\"\",\"EUR\"),\"PLN\"),\"\")","v":"PLN"}]
[null,"CobiCabling kat. 6A"]
[null,null,"Kable"]
[null,null,null,"C23-1330",{"$f":"IFERROR(VLOOKUP(D11,Arkusz!A:H,3,FALSE),\"Brak towaru\")","v":"Kabel CobiCabling kat. 6A/7 U/FTP LSOH 700MHz Dca 500m"},{"$f":"IFERROR(VLOOKUP(D11,Arkusz!A:H,6,FALSE),\"-\")","v":"Cobi Cu kable"},0.0,{"$f":"IFERROR(IF(VLOOKUP(D11,Arkusz!A:K,5,FALSE)=0,(IF(VLOOKUP(D11,Arkusz!A:K,11,FALSE)=0,\"Na zapytanie\",VLOOKUP(D11,Arkusz!A:K,11,FALSE))),(VLOOKUP(D11,Arkusz!A:K,5,FALSE))),\"Na zapytanie\")","v":3.38},{"$f":"IFERROR(IF(H11=\"Na zapytanie\",\"\",H11*(1-G11)),\"\")","v":3.38},{"$f":"IFERROR(IF(VLOOKUP(D11,Arkusz!A:H,5,FALSE)=0,IF(H11=\"Na zapytanie\",\"\",\"EUR\"),\"PLN\"),\"\")","v":"PLN"}]
[null,null,null,"C23-1520",{"$f":"IFERROR(VLOOKUP(D12,Arkusz!A:H,3,FALSE),\"Brak towaru\")","v":"Kabel CobiCabling kat. 6A/7 F/FTP LSOH 700MHz B2ca 500m"},{"$f":"IFERROR(VLOOKUP(D12,Arkusz!A:H,6,FALSE),\"-\")","v":"Cobi Cu kable"},0.0,{"$f":"IFERROR(IF(VLOOKUP(D12,Arkusz!A:K,5,FALSE)=0,(IF(VLOOKUP(D12,Arkusz!A:K,11,FALSE)=0,\"Na zapytanie\",VLOOKUP(D12,Arkusz!A:K,11,FALSE))),(VLOOKUP(D12,Arkusz!A:K,5,FALSE))),\"Na zapytanie\")","v":4.6},4.6,{"$f":"IFERROR(IF(VLOOKUP(D12,Arkusz!A:H,5,FALSE)=0,IF(H12=\"Na zapytanie\",\"\",\"EUR\"),\"PLN\"),\"\")","v":"PLN"}]
[null,null,null,"C23-1530",{"$f":"IFERROR(VLOOKUP(D13,Arkusz!A:H,3,FALSE),\"Brak towaru\")","v":"Kabel CobiCabling kat. 6A/7 U/FTP LSOH 700MHz B2ca 500m"},{"$f":"IFERROR(VLOOKUP(D13,Arkusz!A:H,6,FALSE),\"-\")","v":"Cobi Cu kable"},0.0,{"$f":"IFERROR(IF(VLOOKUP(D13,Arkusz!A:K,5,FALSE)=0,(IF(VLOOKUP(D13,Arkusz!A:K,11,FALSE)=0,\"Na zapytanie\",VLOOKUP(D13,Arkusz!A:K,11,FALSE))),(VLOOKUP(D13,Arkusz!A:K,5,FALSE))),\"Na zapytanie\")","v":"Na zapytanie"},"",{"$f":"IFERROR(IF(VLOOKUP(D13,Arkusz!A:H,5,FALSE)=0,IF(H13=\"Na zapytanie\",\"\",\"EUR\"),\"PLN\"),\"\")","v":""}]
[null,null,null,"C13-1300",{"$f":"IFERROR(VLOOKUP(D14,Arkusz!A:H,3,FALSE),\"Brak towaru\")","v":"Kabel CobiCabling kat. 6A U/UTP LSOH 650MHz Dca 500m"},{"$f":"IFERROR(VLOOKUP(D14,Arkusz!A:H,6,FALSE),\"-\")","v":"Cobi Cu kable"},0.0,{"$f":"IFERROR(IF(VLOOKUP(D14,Arkusz!A:K,5,FALSE)=0,(IF(VLOOKUP(D14,Arkusz!A:K,11,FALSE)=0,\"Na zapytanie\",VLOOKUP(D14,Arkusz!A:K,11,FALSE))),(VLOOKUP(D14,Arkusz!A:K,5,FALSE))),\"Na zapytanie\")","v":3.24},3.24,{"$f":"IFERROR(IF(VLOOKUP(D14,Arkusz!A:H,5,FALSE)=0,IF(H14=\"Na zapytanie\",\"\",\"EUR\"),\"PLN\"),\"\")","v":"PLN"}]
[null,null,null,"C13-1500",{"$f":"IFERROR(VLOOKUP(D15,Arkusz!A:H,3,FALSE),\"Brak towaru\")","v":"Kabel CobiCabling kat. 6A U/UTP LSOH 650MHz B2ca 500m"},{"$f":"IFERROR(VLOOKUP(D15,Arkusz!A:H,6,FALSE),\"-\")","v":"Cobi Cu kable"},0.0,{"$f":"IFERROR(IF(VLOOKUP(D15,Arkusz!A:K,5,FALSE)=0,(IF(VLOOKUP(D15,Arkusz!A:K,11,FALSE)=0,\"Na zapytanie\",VLOOKUP(D15,Arkusz!A:K,11,FALSE))),(VLOOKUP(D15,Arkusz!A:K,5,FALSE))),\"Na zapytanie\")","v":3.48},3.48,{"$f":"IFERROR(IF(VLOOKUP(D15,Arkusz!A:H,5,FALSE)=0,IF(H15=\"Na zapytanie\",\"\",\"EUR\"),\"PLN\"),\"\")","v":"PLN"}]
[null,null,"Moduły"]
[null,null,null,"C21-1001",{"$f":"IFERROR(VLOOKUP(D17,Arkusz!A:H,3,FALSE),\"Brak towaru\")","v":"Moduł CobiCabling kat. 6A STP RJ45 keystone beznarzędziowy"},{"$f":"IFERROR(VLOOKUP(D17,Arkusz!A:H,6,FALSE),\"-\")","v":"Cobi Cu okablowanie"},0.0,{"$f":"IFERROR(IF(VLOOKUP(D17,Arkusz!A:K,5,FALSE)=0,(IF(VLOOKUP(D17,Arkusz!A:K,11,FALSE)=0,\"Na zapytanie\",VLOOKUP(D17,Arkusz!A:K,11,FALSE))),(VLOOKUP(D17,Arkusz!A:K,5,FALSE))),\"Na zapytanie\")","v":19.72},{"$f":"IFERROR(IF(H17=\"Na zapytanie\",\"\",H17*(1-G17)),\"\")","v":19.72},{"$f":"IFERROR(IF(VLOOKUP(D17,Arkusz!A:H,5,FALSE)=0,IF(H17=\"Na zapytanie\",\"\",\"EUR\"),\"PLN\"),\"\")","v":"PLN"}]
[null,null,null,"C11-1000",{"$f":"IFERROR(VLOOKUP(D18,Arkusz!A:H,3,FALSE),\"Brak towaru\")","v":"Moduł CobiCabling kat. 6A UTP RJ45 keystone beznarzędziowy"},{"$f":"IFERROR(VLOOKUP(D18,Arkusz!A:H,6,FALSE),\"-\")","v":"Cobi Cu okablowanie"},0.0,{"$f":"IFERROR(IF(VLOOKUP(D18,Arkusz!A:K,5,FALSE)=0,(IF(VLOOKUP(D18,Arkusz!A:K,11,FALSE)=0,\"Na zapytanie\",VLOOKUP(D18,Arkusz!A:K,11,FALSE))),(VLOOKUP(D18,Arkusz!A:K,5,FALSE))),\"Na zapytanie\")","v":17.51},17.51,{"$f":"IFERROR(IF(VLOOKUP(D18,Arkusz!A:H,5,FALSE)=0,IF(H18=\"Na zapytanie\",\"\",\"EUR\"),\"PLN\"),\"\")","v":"PLN"}]
[null,null,null,"6920 1052.1",{"$f":"IFERROR(VLOOKUP(D19,Arkusz!A:H,3,FALSE),\"Brak towaru\")","v":"Moduł RJ45 keystone CobiDat KS STP, Kat 6A"},{"$f":"IFERROR(VLOOKUP(D19,Arkusz!A:H,6,FALSE),\"-\")","v":"Cobi Cu okablowanie"},0.0,{"$f":"IFERROR(IF(VLOOKUP(D19,Arkusz!A:K,5,FALSE)=0,(IF(VLOOKUP(D19,Arkusz!A:K,11,FALSE)=0,\"Na zapytanie\",VLOOKUP(D19,Arkusz!A:K,11,FALSE))),(VLOOKUP(D19,Arkusz!A:K,5,FALSE))),\"Na zapytanie\")","v":23.05},23.05,{"$f":"IFERROR(IF(VLOOKUP(D19,Arkusz!A:H,5,FALSE)=0,IF(H19=\"Na zapytanie\",\"\",\"EUR\"),\"PLN\"),\"\")","v":"PLN"}]
[null,null,null,"6929 9000/1",{"$f":"IFERROR(VLOOKUP(D20,Arkusz!A:H,3,FALSE),\"Brak towaru\")","v":"Adapter 90-stopni do kątowego doprowadzenia kabla w modułach typu KS (1 sztuka)"},{"$f":"IFERROR(VLOOKUP(D20,Arkusz!A:H,6,FALSE),\"-\")","v":"Cobi Cu okablowanie"},0.0,{"$f":"IFERROR(IF(VLOOKUP(D20,Arkusz!A:K,5,FALSE)=0,(IF(VLOOKUP(D20,Arkusz!A:K,11,FALSE)=0,\"Na zapytanie\",VLOOKUP(D20,Arkusz!A:K,11,FALSE))),(VLOOKUP(D20,Arkusz!A:K,5,FALSE))),\"Na zapytanie\")","v":2.88},2.88,{"$f":"IFERROR(IF(VLOOKUP(D20,Arkusz!A:H,5,FALSE)=0,IF(H20=\"Na zapytanie\",\"\",\"EUR\"),\"PLN\"),\"\")","v":"PLN"}]
[null,null,"Patch-panele LSA"]
[null,null,null,"C22-1010",{"$f":"IFERROR(VLOOKUP(D22,Arkusz!A:H,3,FALSE),\"Brak towaru\")","v":"Patch Panel CobiCabling 19\" kat. 6A STP 24xRJ45 1U szary, z tylną półką"},{"$f":"IFERROR(VLOOKUP(D22,Arkusz!A:H,6,FALSE),\"-\")","v":"Cobi Cu okablowanie"},0.0,{"$f":"IFERROR(IF(VLOOKUP(D22,Arkusz!A:K,5,FALSE)=0,(IF(VLOOKUP(D22,Arkusz!A:K,11,FALSE)=0,\"Na zapytanie\",VLOOKUP(D22,Arkusz!A:K,11,FALSE))),(VLOOKUP(D22,Arkusz!A:K,5,FALSE))),\"Na zapytanie\")","v":457.91},{"$f":"IFERROR(IF(H22=\"Na zapytanie\",\"\",H22*(1-G22)),\"\")","v":457.91},{"$f":"IFERROR(IF(VLOOKUP(D22,Arkusz!A:H,5,FALSE)=0,IF(H22=\"Na zapytanie\",\"\",\"EUR\"),\"PLN\"),\"\")","v":"PLN"}]
[null,null,null,"C22-1110",{"$f":"IFERROR(VLOOKUP(D23,Arkusz!A:H,3,FALSE),\"Brak towaru\")","v":"Patch Panel CobiCabling 19\" kat. 6A STP 24xRJ45 1U czarny, z tylną półką"},{"$f":"IFERROR(VLOOKUP(D23,Arkusz!A:H,6,FALSE),\"-\")","v":"Cobi Cu okablowanie"},0.0,{"$f":"IFERROR(IF(VLOOKUP(D23,Arkusz!A:K,5,FALSE)=0,(IF(VLOOKUP(D23,Arkusz!A:K,11,FALSE)=0,\"Na zapytanie\",VLOOKUP(D23,Arkusz!A:K,11,FALSE))),(VLOOKUP(D23,Arkusz!A:K,5,FALSE))),\"Na zapytanie\")","v":542.13},542.13,{"$f":"IFERROR(IF(VLOOKUP(D23,Arkusz!A:H,5,FALSE)=0,IF(H23=\"Na zapytanie\",\"\",\"EUR\"),\"PLN\"),\"\")","v":"PLN"}]
[null,null,null,"C22-1011",{"$f":"IFERROR(VLOOKUP(D24,Arkusz!A:H,3,FALSE),\"Brak towaru\")","v":"Patch Panel CobiCabling 19\" kat. 6A STP 24xRJ45 0,5U szary, z tylną półką"},{"$f":"IFERROR(VLOOKUP(D24,Arkusz!A:H,6,FALSE),\"-\")","v":"Cobi Cu okablowanie"},0.0,{"$f":"IFERROR(IF(VLOOKUP(D24,Arkusz!A:K,5,FALSE)=0,(IF(VLOOKUP(D24,Arkusz!A:K,11,FALSE)=0,\"Na zapytanie\",VLOOKUP(D24,Arkusz!A:K,11,FALSE))),(VLOOKUP(D24,Arkusz!A:K,5,FALSE))),\"Na zapytanie\")","v":561.41},561.41,{"$f":"IFERROR(IF(VLOOKUP(D24,Arkusz!A:H,5,FALSE)=0,IF(H24=\"Na zapytanie\",\"\",\"EUR\"),\"PLN\"),\"\")","v":"PLN"}]
[null,null,null,"C22-1111",{"$f":"IFERROR(VLOOKUP(D25,Arkusz!A:H,3,FALSE),\"Brak towaru\")","v":"Patch Panel CobiCabling 19\" kat. 6A STP 24xRJ45 0,5U czarny, z tylną półką"},{"$f":"IFERROR(VLOOKUP(D25,Arkusz!A:H,6,FALSE),\"-\")","v":"Cobi Cu okablowanie"},0.0,{"$f":"IFERROR(IF(VLOOKUP(D25,Arkusz!A:K,5,FALSE)=0,(IF(VLOOKUP(D25,Arkusz!A:K,11,FALSE)=0,\"Na zapytanie\",VLOOKUP(D25,Arkusz!A:K,11,FALSE))),(VLOOKUP(D25,Arkusz!A:K,5,FALSE))),\"Na zapytanie\")","v":434.33},434.33,{"$f":"IFERROR(IF(VLOOKUP(D25,Arkusz!A:H,5,FALSE)=0,IF(H25=\"Na zapytanie\",\"\",\"EUR\"),\"PLN\"),\"\")","v":"PLN"}]
[null,null,"Wtyki"]
[null,null,null,"C27-1000",{"$f":"IFERROR(VLOOKUP(D27,Arkusz!A:H,3,FALSE),\"Brak towaru\")","v":"Wtyk CobiCabling RJ45 kat. 6A STP beznarzędziowy"},{"$f":"IFERROR(VLOOKUP(D27,Arkusz!A:H,6,FALSE),\"-\")","v":"Cobi Cu okablowanie"},0.0,{"$f":"IFERROR(IF(VLOOKUP(D27,Arkusz!A:K,5,FALSE)=0,(IF(VLOOKUP(D27,Arkusz!A:K,11,FALSE)=0,\"Na zapytanie\",VLOOKUP(D27,Arkusz!A:K,11,FALSE))),(VLOOKUP(D27,Arkusz!A:K,5,FALSE))),\"Na zapytanie\")","v":23.67},{"$f":"IFERROR(IF(H27=\"Na zapytanie\",\"\",H27*(1-G27)),\"\")","v":23.67},{"$f":"IFERROR(IF(VLOOKUP(D27,Arkusz!A:H,5,FALSE)=0,IF(H27=\"Na zapytanie\",\"\",\"EUR\"),\"PLN\"),\"\")","v":"PLN"}]
[null,null,"Kable krosowe ekranowane "]
[null,null,null,"Kolor szary RAL7004"]
[null,null,null,"C24-1100-0,25",{"$f":"IFERROR(VLOOKUP(D30,Arkusz!A:H,3,FALSE),\"Brak towaru\")","v":"Patchcord CobiCabling RJ45-RJ45 kat. 6A S/FTP LSOH 0,25m szary"},{"$f":"IFERROR(VLOOKUP(D30,Arkusz!A:H,6,FALSE),\"-\")","v":"Cobi Cu kable krosowe"},0.0,{"$f":"IFERROR(IF(VLOOKUP(D30,Arkusz!A:K,5,FALSE)=0,(IF(VLOOKUP(D30,Arkusz!A:K,11,FALSE)=0,\"Na zapytanie\",VLOOKUP(D30,Arkusz!A:K,11,FALSE))),(VLOOKUP(D30,Arkusz!A:K,5,FALSE))),\"Na zapytanie\")","v":11.44},{"$f":"IFERROR(IF(H30=\"Na zapytanie\",\"\",H30*(1-G30)),\"\")","v":11.44},{"$f":"IFERROR(IF(VLOOKUP(D30,Arkusz!A:H,5,FALSE)=0,IF(H30=\"Na zapytanie\",\"\",\"EUR\"),\"PLN\"),\"\")","v":"PLN"}]
[null,null,null,"C24-1100-0,5",{"$f":"IFERROR(VLOOKUP(D31,Arkusz!A:H,3,FALSE),\"Brak towaru\")","v":"Patchcord CobiCabling RJ45-RJ45 kat. 6A S/FTP LSOH 0,5m szary"},{"$f":"IFERROR(VLOOKUP(D31,Arkusz!A:H,6,FALSE),\"-\")","v":"Cobi Cu kable krosowe"},0.0,{"$f":"IFERROR(IF(VLOOKUP(D31,Arkusz!A:K,5,FALSE)=0,(IF(VLOOKUP(D31,Arkusz!A:K,11,FALSE)=0,\"Na zapytanie\",VLOOKUP(D31,Arkusz!A:K,11,FALSE))),(VLOOKUP(D31,Arkusz!A:K,5,FALSE))),\"Na zapytanie\")","v":13},13,{"$f":"IFERROR(IF(VLOOKUP(D31,Arkusz!A:H,5,FALSE)=0,IF(H31=\"Na zapytanie\",\"\",\"EUR\"),\"PLN\"),\"\")","v":"PLN"}]
[null,null,null,"C24-1100-1,0",{"$f":"IFERROR(VLOOKUP(D32,Arkusz!A:H,3,FALSE),\"Brak towaru\")","v":"Patchcord CobiCabling RJ45-RJ45 kat. 6A S/FTP LSOH 1m szary"},{"$f":"IFERROR(VLOOKUP(D32,Arkusz!A:H,6,FALSE),\"-\")","v":"Cobi Cu kable krosowe"},0.0,{"$f":"IFERROR(IF(VLOOKUP(D32,Arkusz!A:K,5,FALSE)=0,(IF(VLOOKUP(D32,Arkusz!A:K,11,FALSE)=0,\"Na zapytanie\",VLOOKUP(D32,Arkusz!A:K,11,FALSE))),(VLOOKUP(D32,Arkusz!A:K,5,FALSE))),\"Na zapytanie\")","v":15.88},15.88,{"$f":"IFERROR(IF(VLOOKUP(D32,Arkusz!A:H,5,FALSE)=0,IF(H32=\"Na zapytanie\",\"\",\"EUR\"),\"PLN\"),\"\")","v":"PLN"}]
[null,null,null,"C24-1100-1,5",{"$f":"IFERROR(VLOOKUP(D33,Arkusz!A:H,3,FALSE),\"Brak towaru\")","v":"Patchcord CobiCabling RJ45-RJ45 kat. 6A S/FTP LSOH 1,5m szary"},{"$f":"IFERROR(VLOOKUP(D33,Arkusz!A:H,6,FALSE),\"-\")","v":"Cobi Cu kable krosowe"},0.0,{"$f":"IFERROR(IF(VLOOKUP(D33,Arkusz!A:K,5,FALSE)=0,(IF(VLOOKUP(D33,Arkusz!A:K,11,FALSE)=0,\"Na zapytanie\",VLOOKUP(D33,Arkusz!A:K,11,FALSE))),(VLOOKUP(D33,Arkusz!A:K,5,FALSE))),\"Na zapytanie\")","v":18.96},18.96,{"$f":"IFERROR(IF(VLOOKUP(D33,Arkusz!A:H,5,FALSE)=0,IF(H33=\"Na zapytanie\",\"\",\"EUR\"),\"PLN\"),\"\")","v":"PLN"}]
[null,null,null,"C24-1100-2,0",{"$f":"IFERROR(VLOOKUP(D34,Arkusz!A:H,3,FALSE),\"Brak towaru\")","v":"Patchcord CobiCabling RJ45-RJ45 kat. 6A S/FTP LSOH 2m szary"},{"$f":"IFERROR(VLOOKUP(D34,Arkusz!A:H,6,FALSE),\"-\")","v":"Cobi Cu kable krosowe"},0.0,{"$f":"IFERROR(IF(VLOOKUP(D34,Arkusz!A:K,5,FALSE)=0,(IF(VLOOKUP(D34,Arkusz!A:K,11,FALSE)=0,\"Na zapytanie\",VLOOKUP(D34,Arkusz!A:K,11,FALSE))),(VLOOKUP(D34,Arkusz!A:K,5,FALSE))),\"Na zapytanie\")","v":21.68},21.68,{"$f":"IFERROR(IF(VLOOKUP(D34,Arkusz!A:H,5,FALSE)=0,IF(H34=\"Na zapytanie\",\"\",\"EUR\"),\"PLN\"),\"\")","v":"PLN"}]
[null,null,null,"C24-1100-3,0",{"$f":"IFERROR(VLOOKUP(D35,Arkusz!A:H,3,FALSE),\"Brak towaru\")","v":"Patchcord CobiCabling RJ45-RJ45 kat. 6A S/FTP LSOH 3m szary"},{"$f":"IFERROR(VLOOKUP(D35,Arkusz!A:H,6,FALSE),\"-\")","v":"Cobi Cu kable krosowe"},0.0,{"$f":"IFERROR(IF(VLOOKUP(D35,Arkusz!A:K,5,FALSE)=0,(IF(VLOOKUP(D35,Arkusz!A:K,11,FALSE)=0,\"Na zapytanie\",VLOOKUP(D35,Arkusz!A:K,11,FALSE))),(VLOOKUP(D35,Arkusz!A:K,5,FALSE))),\"Na zapytanie\")","v":27.52},27.52,{"$f":"IFERROR(IF(VLOOKUP(D35,Arkusz!A:H,5,FALSE)=0,IF(H35=\"Na zapytanie\",\"\",\"EUR\"),\"PLN\"),\"\")","v":"PLN"}]
[null,null,null,"C24-1100-5,0",{"$f":"IFERROR(VLOOKUP(D36,Arkusz!A:H,3,FALSE),\"Brak towaru\")","v":"Patchcord CobiCabling RJ45-RJ45 kat. 6A S/FTP LSOH 5m szary"},{"$f":"IFERROR(VLOOKUP(D36,Arkusz!A:H,6,FALSE),\"-\")","v":"Cobi Cu kable krosowe"},0.0,{"$f":"IFERROR(IF(VLOOKUP(D36,Arkusz!A:K,5,FALSE)=0,(IF(VLOOKUP(D36,Arkusz!A:K,11,FALSE)=0,\"Na zapytanie\",VLOOKUP(D36,Arkusz!A:K,11,FALSE))),(VLOOKUP(D36,Arkusz!A:K,5,FALSE))),\"Na zapytanie\")","v":38.6},38.6,{"$f":"IFERROR(IF(VLOOKUP(D36,Arkusz!A:H,5,FALSE)=0,IF(H36=\"Na zapytanie\",\"\",\"EUR\"),\"PLN\"),\"\")","v":"PLN"}]
[null,null,null,"C24-1100-7,5",{"$f":"IFERROR(VLOOKUP(D37,Arkusz!A:H,3,FALSE),\"Brak towaru\")","v":"Patchcord CobiCabling RJ45-RJ45 kat. 6A S/FTP LSOH 7,5m szary"},{"$f":"IFERROR(VLOOKUP(D37,Arkusz!A:H,6,FALSE),\"-\")","v":"Cobi Cu kable krosowe"},0.0,{"$f":"IFERROR(IF(VLOOKUP(D37,Arkusz!A:K,5,FALSE)=0,(IF(VLOOKUP(D37,Arkusz!A:K,11,FALSE)=0,\"Na zapytanie\",VLOOKUP(D37,Arkusz!A:K,11,FALSE))),(VLOOKUP(D37,Arkusz!A:K,5,FALSE))),\"Na zapytanie\")","v":54.16},54.16,{"$f":"IFERROR(IF(VLOOKUP(D37,Arkusz!A:H,5,FALSE)=0,IF(H37=\"Na zapytanie\",\"\",\"EUR\"),\"PLN\"),\"\")","v":"PLN"}]
[null,null,null,"C24-1100-10,0",{"$f":"IFERROR(VLOOKUP(D38,Arkusz!A:H,3,FALSE),\"Brak towaru\")","v":"Patchcord CobiCabling RJ45-RJ45 kat. 6A S/FTP LSOH 10,0m szary"},{"$f":"IFERROR(VLOOKUP(D38,Arkusz!A:H,6,FALSE),\"-\")","v":"Cobi Cu kable krosowe"},0.0,{"$f":"IFERROR(IF(VLOOKUP(D38,Arkusz!A:K,5,FALSE)=0,(IF(VLOOKUP(D38,Arkusz!A:K,11,FALSE)=0,\"Na zapytanie\",VLOOKUP(D38,Arkusz!A:K,11,FALSE))),(VLOOKUP(D38,Arkusz!A:K,5,FALSE))),\"Na zapytanie\")","v":68.84},68.84,{"$f":"IFERROR(IF(VLOOKUP(D38,Arkusz!A:H,5,FALSE)=0,IF(H38=\"Na zapytanie\",\"\",\"EUR\"),\"PLN\"),\"\")","v":"PLN"}]
[null,null,null,"C24-1100-15,0",{"$f":"IFERROR(VLOOKUP(D39,Arkusz!A:H,3,FALSE),\"Brak towaru\")","v":"Patchcord CobiCabling RJ45-RJ45 kat. 6A S/FTP LSOH 15,0m szary"},{"$f":"IFERROR(VLOOKUP(D39,Arkusz!A:H,6,FALSE),\"-\")","v":"Cobi Cu kable krosowe"},0.0,{"$f":"IFERROR(IF(VLOOKUP(D39,Arkusz!A:K,5,FALSE)=0,(IF(VLOOKUP(D39,Arkusz!A:K,11,FALSE)=0,\"Na zapytanie\",VLOOKUP(D39,Arkusz!A:K,11,FALSE))),(VLOOKUP(D39,Arkusz!A:K,5,FALSE))),\"Na zapytanie\")","v":99.76},99.76,{"$f":"IFERROR(IF(VLOOKUP(D39,Arkusz!A:H,5,FALSE)=0,IF(H39=\"Na zapytanie\",\"\",\"EUR\"),\"PLN\"),\"\")","v":"PLN"}]
[null,null,null,"Kolor żółty RAL1021"]
[null,null,null,"C24-1110-0,25",{"$f":"IFERROR(VLOOKUP(D41,Arkusz!A:H,3,FALSE),\"Brak towaru\")","v":"Patchcord CobiCabling RJ45-RJ45 kat. 6A S/FTP LSOH 0,25m żółty"},{"$f":"IFERROR(VLOOKUP(D41,Arkusz!A:H,6,FALSE),\"-\")","v":"Cobi Cu kable krosowe"},0.0,{"$f":"IFERROR(IF(VLOOKUP(D41,Arkusz!A:K,5,FALSE)=0,(IF(VLOOKUP(D41,Arkusz!A:K,11,FALSE)=0,\"Na zapytanie\",VLOOKUP(D41,Arkusz!A:K,11,FALSE))),(VLOOKUP(D41,Arkusz!A:K,5,FALSE))),\"Na zapytanie\")","v":11.44},{"$f":"IFERROR(IF(H41=\"Na zapytanie\",\"\",H41*(1-G41)),\"\")","v":11.44},{"$f":"IFERROR(IF(VLOOKUP(D41,Arkusz!A:H,5,FALSE)=0,IF(H41=\"Na zapytanie\",\"\",\"EUR\"),\"PLN\"),\"\")","v":"PLN"}]
[null,null,null,"C24-1110-0,5",{"$f":"IFERROR(VLOOKUP(D42,Arkusz!A:H,3,FALSE),\"Brak towaru\")","v":"Patchcord CobiCabling RJ45-RJ45 kat. 6A S/FTP LSOH 0,5m żółty"},{"$f":"IFERROR(VLOOKUP(D42,Arkusz!A:H,6,FALSE),\"-\")","v":"Cobi Cu kable krosowe"},0.0,{"$f":"IFERROR(IF(VLOOKUP(D42,Arkusz!A:K,5,FALSE)=0,(IF(VLOOKUP(D42,Arkusz!A:K,11,FALSE)=0,\"Na zapytanie\",VLOOKUP(D42,Arkusz!A:K,11,FALSE))),(VLOOKUP(D42,Arkusz!A:K,5,FALSE))),\"Na zapytanie\")","v":13},13,{"$f":"IFERROR(IF(VLOOKUP(D42,Arkusz!A:H,5,FALSE)=0,IF(H42=\"Na zapytanie\",\"\",\"EUR\"),\"PLN\"),\"\")","v":"PLN"}]
[null,null,null,"C24-1110-1,0",{"$f":"IFERROR(VLOOKUP(D43,Arkusz!A:H,3,FALSE),\"Brak towaru\")","v":"Patchcord CobiCabling RJ45-RJ45 kat. 6A S/FTP LSOH 1m żółty"},{"$f":"IFERROR(VLOOKUP(D43,Arkusz!A:H,6,FALSE),\"-\")","v":"Cobi Cu kable krosowe"},0.0,{"$f":"IFERROR(IF(VLOOKUP(D43,Arkusz!A:K,5,FALSE)=0,(IF(VLOOKUP(D43,Arkusz!A:K,11,FALSE)=0,\"Na zapytanie\",VLOOKUP(D43,Arkusz!A:K,11,FALSE))),(VLOOKUP(D43,Arkusz!A:K,5,FALSE))),\"Na zapytanie\")","v":15.88},15.88,{"$f":"IFERROR(IF(VLOOKUP(D43,Arkusz!A:H,5,FALSE)=0,IF(H43=\"Na zapytanie\",\"\",\"EUR\"),\"PLN\"),\"\")","v":"PLN"}]
[null,null,null,"C24-1110-1,5",{"$f":"IFERROR(VLOOKUP(D44,Arkusz!A:H,3,FALSE),\"Brak towaru\")","v":"Patchcord CobiCabling RJ45-RJ45 kat. 6A S/FTP LSOH 1,5m żółty"},{"$f":"IFERROR(VLOOKUP(D44,Arkusz!A:H,6,FALSE),\"-\")","v":"Cobi Cu kable krosowe"},0.0,{"$f":"IFERROR(IF(VLOOKUP(D44,Arkusz!A:K,5,FALSE)=0,(IF(VLOOKUP(D44,Arkusz!A:K,11,FALSE)=0,\"Na zapytanie\",VLOOKUP(D44,Arkusz!A:K,11,FALSE))),(VLOOKUP(D44,Arkusz!A:K,5,FALSE))),\"Na zapytanie\")","v":18.96},18.96,{"$f":"IFERROR(IF(VLOOKUP(D44,Arkusz!A:H,5,FALSE)=0,IF(H44=\"Na zapytanie\",\"\",\"EUR\"),\"PLN\"),\"\")","v":"PLN"}]
[null,null,null,"C24-1110-2,0",{"$f":"IFERROR(VLOOKUP(D45,Arkusz!A:H,3,FALSE),\"Brak towaru\")","v":"Patchcord CobiCabling RJ45-RJ45 kat. 6A S/FTP LSOH 2m żółty"},{"$f":"IFERROR(VLOOKUP(D45,Arkusz!A:H,6,FALSE),\"-\")","v":"Cobi Cu kable krosowe"},0.0,{"$f":"IFERROR(IF(VLOOKUP(D45,Arkusz!A:K,5,FALSE)=0,(IF(VLOOKUP(D45,Arkusz!A:K,11,FALSE)=0,\"Na zapytanie\",VLOOKUP(D45,Arkusz!A:K,11,FALSE))),(VLOOKUP(D45,Arkusz!A:K,5,FALSE))),\"Na zapytanie\")","v":21.68},21.68,{"$f":"IFERROR(IF(VLOOKUP(D45,Arkusz!A:H,5,FALSE)=0,IF(H45=\"Na zapytanie\",\"\",\"EUR\"),\"PLN\"),\"\")","v":"PLN"}]
[null,null,null,"C24-1110-3,0",{"$f":"IFERROR(VLOOKUP(D46,Arkusz!A:H,3,FALSE),\"Brak towaru\")","v":"Patchcord CobiCabling RJ45-RJ45 kat. 6A S/FTP LSOH 3m żółty"},{"$f":"IFERROR(VLOOKUP(D46,Arkusz!A:H,6,FALSE),\"-\")","v":"Cobi Cu kable krosowe"},0.0,{"$f":"IFERROR(IF(VLOOKUP(D46,Arkusz!A:K,5,FALSE)=0,(IF(VLOOKUP(D46,Arkusz!A:K,11,FALSE)=0,\"Na zapytanie\",VLOOKUP(D46,Arkusz!A:K,11,FALSE))),(VLOOKUP(D46,Arkusz!A:K,5,FALSE))),\"Na zapytanie\")","v":27.52},27.52,{"$f":"IFERROR(IF(VLOOKUP(D46,Arkusz!A:H,5,FALSE)=0,IF(H46=\"Na zapytanie\",\"\",\"EUR\"),\"PLN\"),\"\")","v":"PLN"}]
[null,null,null,"C24-1110-5,0",{"$f":"IFERROR(VLOOKUP(D47,Arkusz!A:H,3,FALSE),\"Brak towaru\")","v":"Patchcord CobiCabling RJ45-RJ45 kat. 6A S/FTP LSOH 5m żółty"},{"$f":"IFERROR(VLOOKUP(D47,Arkusz!A:H,6,FALSE),\"-\")","v":"Cobi Cu kable krosowe"},0.0,{"$f":"IFERROR(IF(VLOOKUP(D47,Arkusz!A:K,5,FALSE)=0,(IF(VLOOKUP(D47,Arkusz!A:K,11,FALSE)=0,\"Na zapytanie\",VLOOKUP(D47,Arkusz!A:K,11,FALSE))),(VLOOKUP(D47,Arkusz!A:K,5,FALSE))),\"Na zapytanie\")","v":38.6},38.6,{"$f":"IFERROR(IF(VLOOKUP(D47,Arkusz!A:H,5,FALSE)=0,IF(H47=\"Na zapytanie\",\"\",\"EUR\"),\"PLN\"),\"\")","v":"PLN"}]
[null,null,null,"C24-1110-7,5",{"$f":"IFERROR(VLOOKUP(D48,Arkusz!A:H,3,FALSE),\"Brak towaru\")","v":"Patchcord CobiCabling RJ45-RJ45 kat. 6A S/FTP LSOH 7,5m żółty "},{"$f":"IFERROR(VLOOKUP(D48,Arkusz!A:H,6,FALSE),\"-\")","v":"Cobi Cu kable krosowe"},0.0,{"$f":"IFERROR(IF(VLOOKUP(D48,Arkusz!A:K,5,FALSE)=0,(IF(VLOOKUP(D48,Arkusz!A:K,11,FALSE)=0,\"Na zapytanie\",VLOOKUP(D48,Arkusz!A:K,11,FALSE))),(VLOOKUP(D48,Arkusz!A:K,5,FALSE))),\"Na zapytanie\")","v":"Na zapytanie"},"",{"$f":"IFERROR(IF(VLOOKUP(D48,Arkusz!A:H,5,FALSE)=0,IF(H48=\"Na zapytanie\",\"\",\"EUR\"),\"PLN\"),\"\")","v":""}]
[null,null,null,"C24-1110-10,0",{"$f":"IFERROR(VLOOKUP(D49,Arkusz!A:H,3,FALSE),\"Brak towaru\")","v":"Patchcord CobiCabling RJ45-RJ45 kat. 6A S/FTP LSOH 10m żółty "},{"$f":"IFERROR(VLOOKUP(D49,Arkusz!A:H,6,FALSE),\"-\")","v":"Cobi Cu kable krosowe"},0.0,{"$f":"IFERROR(IF(VLOOKUP(D49,Arkusz!A:K,5,FALSE)=0,(IF(VLOOKUP(D49,Arkusz!A:K,11,FALSE)=0,\"Na zapytanie\",VLOOKUP(D49,Arkusz!A:K,11,FALSE))),(VLOOKUP(D49,Arkusz!A:K,5,FALSE))),\"Na zapytanie\")","v":"Na zapytanie"},"",{"$f":"IFERROR(IF(VLOOKUP(D49,Arkusz!A:H,5,FALSE)=0,IF(H49=\"Na zapytanie\",\"\",\"EUR\"),\"PLN\"),\"\")","v":""}]
[null,null,null,"C24-1110-15,0",{"$f":"IFERROR(VLOOKUP(D50,Arkusz!A:H,3,FALSE),\"Brak towaru\")","v":"Patchcord CobiCabling RJ45-RJ45 kat. 6A S/FTP LSOH 15m żółty "},{"$f":"IFERROR(VLOOKUP(D50,Arkusz!A:H,6,FALSE),\"-\")","v":"Cobi Cu kable krosowe"},0.0,{"$f":"IFERROR(IF(VLOOKUP(D50,Arkusz!A:K,5,FALSE)=0,(IF(VLOOKUP(D50,Arkusz!A:K,11,FALSE)=0,\"Na zapytanie\",VLOOKUP(D50,Arkusz!A:K,11,FALSE))),(VLOOKUP(D50,Arkusz!A:K,5,FALSE))),\"Na zapytanie\")","v":"Na zapytanie"},"",{"$f":"IFERROR(IF(VLOOKUP(D50,Arkusz!A:H,5,FALSE)=0,IF(H50=\"Na zapytanie\",\"\",\"EUR\"),\"PLN\"),\"\")","v":""}]
[null,null,null,"Kolor zielony RAL6016"]
[null,null,null,"C24-1120-0,25",{"$f":"IFERROR(VLOOKUP(D52,Arkusz!A:H,3,FALSE),\"Brak towaru\")","v":"Patchcord CobiCabling RJ45-RJ45 kat. 6A S/FTP LSOH 0,25m zielony"},{"$f":"IFERROR(VLOOKUP(D52,Arkusz!A:H,6,FALSE),\"-\")","v":"Cobi Cu kable krosowe"},0.0,{"$f":"IFERROR(IF(VLOOKUP(D52,Arkusz!A:K,5,FALSE)=0,(IF(VLOOKUP(D52,Arkusz!A:K,11,FALSE)=0,\"Na zapytanie\",VLOOKUP(D52,Arkusz!A:K,11,FALSE))),(VLOOKUP(D52,Arkusz!A:K,5,FALSE))),\"Na zapytanie\")","v":11.44},{"$f":"IFERROR(IF(H52=\"Na zapytanie\",\"\",H52*(1-G52)),\"\")","v":11.44},{"$f":"IFERROR(IF(VLOOKUP(D52,Arkusz!A:H,5,FALSE)=0,IF(H52=\"Na zapytanie\",\"\",\"EUR\"),\"PLN\"),\"\")","v":"PLN"}]
[null,null,null,"C24-1120-0,5",{"$f":"IFERROR(VLOOKUP(D53,Arkusz!A:H,3,FALSE),\"Brak towaru\")","v":"Patchcord CobiCabling RJ45-RJ45 kat. 6A S/FTP LSOH 0,5m zielony"},{"$f":"IFERROR(VLOOKUP(D53,Arkusz!A:H,6,FALSE),\"-\")","v":"Cobi Cu kable krosowe"},0.0,{"$f":"IFERROR(IF(VLOOKUP(D53,Arkusz!A:K,5,FALSE)=0,(IF(VLOOKUP(D53,Arkusz!A:K,11,FALSE)=0,\"Na zapytanie\",VLOOKUP(D53,Arkusz!A:K,11,FALSE))),(VLOOKUP(D53,Arkusz!A:K,5,FALSE))),\"Na zapytanie\")","v":13},13,{"$f":"IFERROR(IF(VLOOKUP(D53,Arkusz!A:H,5,FALSE)=0,IF(H53=\"Na zapytanie\",\"\",\"EUR\"),\"PLN\"),\"\")","v":"PLN"}]
[null,null,null,"C24-1120-1,0",{"$f":"IFERROR(VLOOKUP(D54,Arkusz!A:H,3,FALSE),\"Brak towaru\")","v":"Patchcord CobiCabling RJ45-RJ45 kat. 6A S/FTP LSOH 1m zielony"},{"$f":"IFERROR(VLOOKUP(D54,Arkusz!A:H,6,FALSE),\"-\")","v":"Cobi Cu kable krosowe"},0.0,{"$f":"IFERROR(IF(VLOOKUP(D54,Arkusz!A:K,5,FALSE)=0,(IF(VLOOKUP(D54,Arkusz!A:K,11,FALSE)=0,\"Na zapytanie\",VLOOKUP(D54,Arkusz!A:K,11,FALSE))),(VLOOKUP(D54,Arkusz!A:K,5,FALSE))),\"Na zapytanie\")","v":15.88},15.88,{"$f":"IFERROR(IF(VLOOKUP(D54,Arkusz!A:H,5,FALSE)=0,IF(H54=\"Na zapytanie\",\"\",\"EUR\"),\"PLN\"),\"\")","v":"PLN"}]
[null,null,null,"C24-1120-1,5",{"$f":"IFERROR(VLOOKUP(D55,Arkusz!A:H,3,FALSE),\"Brak towaru\")","v":"Patchcord CobiCabling RJ45-RJ45 kat. 6A S/FTP LSOH 1,5m zielony"},{"$f":"IFERROR(VLOOKUP(D55,Arkusz!A:H,6,FALSE),\"-\")","v":"Cobi Cu kable krosowe"},0.0,{"$f":"IFERROR(IF(VLOOKUP(D55,Arkusz!A:K,5,FALSE)=0,(IF(VLOOKUP(D55,Arkusz!A:K,11,FALSE)=0,\"Na zapytanie\",VLOOKUP(D55,Arkusz!A:K,11,FALSE))),(VLOOKUP(D55,Arkusz!A:K,5,FALSE))),\"Na zapytanie\")","v":18.96},18.96,{"$f":"IFERROR(IF(VLOOKUP(D55,Arkusz!A:H,5,FALSE)=0,IF(H55=\"Na zapytanie\",\"\",\"EUR\"),\"PLN\"),\"\")","v":"PLN"}]
[null,null,null,"C24-1120-2,0",{"$f":"IFERROR(VLOOKUP(D56,Arkusz!A:H,3,FALSE),\"Brak towaru\")","v":"Patchcord CobiCabling RJ45-RJ45 kat. 6A S/FTP LSOH 2m zielony"},{"$f":"IFERROR(VLOOKUP(D56,Arkusz!A:H,6,FALSE),\"-\")","v":"Cobi Cu kable krosowe"},0.0,{"$f":"IFERROR(IF(VLOOKUP(D56,Arkusz!A:K,5,FALSE)=0,(IF(VLOOKUP(D56,Arkusz!A:K,11,FALSE)=0,\"Na zapytanie\",VLOOKUP(D56,Arkusz!A:K,11,FALSE))),(VLOOKUP(D56,Arkusz!A:K,5,FALSE))),\"Na zapytanie\")","v":21.68},21.68,{"$f":"IFERROR(IF(VLOOKUP(D56,Arkusz!A:H,5,FALSE)=0,IF(H56=\"Na zapytanie\",\"\",\"EUR\"),\"PLN\"),\"\")","v":"PLN"}]
[null,null,null,"C24-1120-3,0",{"$f":"IFERROR(VLOOKUP(D57,Arkusz!A:H,3,FALSE),\"Brak towaru\")","v":"Patchcord CobiCabling RJ45-RJ45 kat. 6A S/FTP LSOH 3m zielony"},{"$f":"IFERROR(VLOOKUP(D57,Arkusz!A:H,6,FALSE),\"-\")","v":"Cobi Cu kable krosowe"},0.0,{"$f":"IFERROR(IF(VLOOKUP(D57,Arkusz!A:K,5,FALSE)=0,(IF(VLOOKUP(D57,Arkusz!A:K,11,FALSE)=0,\"Na zapytanie\",VLOOKUP(D57,Arkusz!A:K,11,FALSE))),(VLOOKUP(D57,Arkusz!A:K,5,FALSE))),\"Na zapytanie\")","v":27.52},27.52,{"$f":"IFERROR(IF(VLOOKUP(D57,Arkusz!A:H,5,FALSE)=0,IF(H57=\"Na zapytanie\",\"\",\"EUR\"),\"PLN\"),\"\")","v":"PLN"}]
[null,null,null,"C24-1120-5,0",{"$f":"IFERROR(VLOOKUP(D58,Arkusz!A:H,3,FALSE),\"Brak towaru\")","v":"Patchcord CobiCabling RJ45-RJ45 kat. 6A S/FTP LSOH 5m zielony"},{"$f":"IFERROR(VLOOKUP(D58,Arkusz!A:H,6,FALSE),\"-\")","v":"Cobi Cu kable krosowe"},0.0,{"$f":"IFERROR(IF(VLOOKUP(D58,Arkusz!A:K,5,FALSE)=0,(IF(VLOOKUP(D58,Arkusz!A:K,11,FALSE)=0,\"Na zapytanie\",VLOOKUP(D58,Arkusz!A:K,11,FALSE))),(VLOOKUP(D58,Arkusz!A:K,5,FALSE))),\"Na zapytanie\")","v":38.6},38.6,{"$f":"IFERROR(IF(VLOOKUP(D58,Arkusz!A:H,5,FALSE)=0,IF(H58=\"Na zapytanie\",\"\",\"EUR\"),\"PLN\"),\"\")","v":"PLN"}]
[null,null,null,"C24-1120-7,5",{"$f":"IFERROR(VLOOKUP(D59,Arkusz!A:H,3,FALSE),\"Brak towaru\")","v":"Patchcord CobiCabling RJ45-RJ45 kat. 6A S/FTP LSOH 7,5m zielony"},{"$f":"IFERROR(VLOOKUP(D59,Arkusz!A:H,6,FALSE),\"-\")","v":"Cobi Cu kable krosowe"},0.0,{"$f":"IFERROR(IF(VLOOKUP(D59,Arkusz!A:K,5,FALSE)=0,(IF(VLOOKUP(D59,Arkusz!A:K,11,FALSE)=0,\"Na zapytanie\",VLOOKUP(D59,Arkusz!A:K,11,FALSE))),(VLOOKUP(D59,Arkusz!A:K,5,FALSE))),\"Na zapytanie\")","v":"Na zapytanie"},"",{"$f":"IFERROR(IF(VLOOKUP(D59,Arkusz!A:H,5,FALSE)=0,IF(H59=\"Na zapytanie\",\"\",\"EUR\"),\"PLN\"),\"\")","v":""}]
[null,null,null,"C24-1120-10,0",{"$f":"IFERROR(VLOOKUP(D60,Arkusz!A:H,3,FALSE),\"Brak towaru\")","v":"Patchcord CobiCabling RJ45-RJ45 kat. 6A S/FTP LSOH 10m zielony"},{"$f":"IFERROR(VLOOKUP(D60,Arkusz!A:H,6,FALSE),\"-\")","v":"Cobi Cu kable krosowe"},0.0,{"$f":"IFERROR(IF(VLOOKUP(D60,Arkusz!A:K,5,FALSE)=0,(IF(VLOOKUP(D60,Arkusz!A:K,11,FALSE)=0,\"Na zapytanie\",VLOOKUP(D60,Arkusz!A:K,11,FALSE))),(VLOOKUP(D60,Arkusz!A:K,5,FALSE))),\"Na zapytanie\")","v":"Na zapytanie"},"",{"$f":"IFERROR(IF(VLOOKUP(D60,Arkusz!A:H,5,FALSE)=0,IF(H60=\"Na zapytanie\",\"\",\"EUR\"),\"PLN\"),\"\")","v":""}]
[null,null,null,"C24-1120-15,0",{"$f":"IFERROR(VLOOKUP(D61,Arkusz!A:H,3,FALSE),\"Brak towaru\")","v":"Patchcord CobiCabling RJ45-RJ45 kat. 6A S/FTP LSOH 15m zielony"},{"$f":"IFERROR(VLOOKUP(D61,Arkusz!A:H,6,FALSE),\"-\")","v":"Cobi Cu kable krosowe"},0.0,{"$f":"IFERROR(IF(VLOOKUP(D61,Arkusz!A:K,5,FALSE)=0,(IF(VLOOKUP(D61,Arkusz!A:K,11,FALSE)=0,\"Na zapytanie\",VLOOKUP(D61,Arkusz!A:K,11,FALSE))),(VLOOKUP(D61,Arkusz!A:K,5,FALSE))),\"Na zapytanie\")","v":"Na zapytanie"},"",{"$f":"IFERROR(IF(VLOOKUP(D61,Arkusz!A:H,5,FALSE)=0,IF(H61=\"Na zapytanie\",\"\",\"EUR\"),\"PLN\"),\"\")","v":""}]
[null,null,null,"Kolor niebieski RAL5010"]
[null,null,null,"C24-1130-0,25",{"$f":"IFERROR(VLOOKUP(D63,Arkusz!A:H,3,FALSE),\"Brak towaru\")","v":"Patchcord CobiCabling RJ45-RJ45 kat. 6A S/FTP LSOH 0,25m niebieski"},{"$f":"IFERROR(VLOOKUP(D63,Arkusz!A:H,6,FALSE),\"-\")","v":"Cobi Cu kable krosowe"},0.0,{"$f":"IFERROR(IF(VLOOKUP(D63,Arkusz!A:K,5,FALSE)=0,(IF(VLOOKUP(D63,Arkusz!A:K,11,FALSE)=0,\"Na zapytanie\",VLOOKUP(D63,Arkusz!A:K,11,FALSE))),(VLOOKUP(D63,Arkusz!A:K,5,FALSE))),\"Na zapytanie\")","v":11.44},{"$f":"IFERROR(IF(H63=\"Na zapytanie\",\"\",H63*(1-G63)),\"\")","v":11.44},{"$f":"IFERROR(IF(VLOOKUP(D63,Arkusz!A:H,5,FALSE)=0,IF(H63=\"Na zapytanie\",\"\",\"EUR\"),\"PLN\"),\"\")","v":"PLN"}]
[null,null,null,"C24-1130-0,5",{"$f":"IFERROR(VLOOKUP(D64,Arkusz!A:H,3,FALSE),\"Brak towaru\")","v":"Patchcord CobiCabling RJ45-RJ45 kat. 6A S/FTP LSOH 0,5m niebieski"},{"$f":"IFERROR(VLOOKUP(D64,Arkusz!A:H,6,FALSE),\"-\")","v":"Cobi Cu kable krosowe"},0.0,{"$f":"IFERROR(IF(VLOOKUP(D64,Arkusz!A:K,5,FALSE)=0,(IF(VLOOKUP(D64,Arkusz!A:K,11,FALSE)=0,\"Na zapytanie\",VLOOKUP(D64,Arkusz!A:K,11,FALSE))),(VLOOKUP(D64,Arkusz!A:K,5,FALSE))),\"Na zapytanie\")","v":13},13,{"$f":"IFERROR(IF(VLOOKUP(D64,Arkusz!A:H,5,FALSE)=0,IF(H64=\"Na zapytanie\",\"\",\"EUR\"),\"PLN\"),\"\")","v":"PLN"}]
[null,null,null,"C24-1130-1,0",{"$f":"IFERROR(VLOOKUP(D65,Arkusz!A:H,3,FALSE),\"Brak towaru\")","v":"Patchcord CobiCabling RJ45-RJ45 kat. 6A S/FTP LSOH 1m niebieski"},{"$f":"IFERROR(VLOOKUP(D65,Arkusz!A:H,6,FALSE),\"-\")","v":"Cobi Cu kable krosowe"},0.0,{"$f":"IFERROR(IF(VLOOKUP(D65,Arkusz!A:K,5,FALSE)=0,(IF(VLOOKUP(D65,Arkusz!A:K,11,FALSE)=0,\"Na zapytanie\",VLOOKUP(D65,Arkusz!A:K,11,FALSE))),(VLOOKUP(D65,Arkusz!A:K,5,FALSE))),\"Na zapytanie\")","v":15.88},15.88,{"$f":"IFERROR(IF(VLOOKUP(D65,Arkusz!A:H,5,FALSE)=0,IF(H65=\"Na zapytanie\",\"\",\"EUR\"),\"PLN\"),\"\")","v":"PLN"}]
[null,null,null,"C24-1130-1,5",{"$f":"IFERROR(VLOOKUP(D66,Arkusz!A:H,3,FALSE),\"Brak towaru\")","v":"Patchcord CobiCabling RJ45-RJ45 kat. 6A S/FTP LSOH 1,5m niebieski"},{"$f":"IFERROR(VLOOKUP(D66,Arkusz!A:H,6,FALSE),\"-\")","v":"Cobi Cu kable krosowe"},0.0,{"$f":"IFERROR(IF(VLOOKUP(D66,Arkusz!A:K,5,FALSE)=0,(IF(VLOOKUP(D66,Arkusz!A:K,11,FALSE)=0,\"Na zapytanie\",VLOOKUP(D66,Arkusz!A:K,11,FALSE))),(VLOOKUP(D66,Arkusz!A:K,5,FALSE))),\"Na zapytanie\")","v":18.96},18.96,{"$f":"IFERROR(IF(VLOOKUP(D66,Arkusz!A:H,5,FALSE)=0,IF(H66=\"Na zapytanie\",\"\",\"EUR\"),\"PLN\"),\"\")","v":"PLN"}]
[null,null,null,"C24-1130-2,0",{"$f":"IFERROR(VLOOKUP(D67,Arkusz!A:H,3,FALSE),\"Brak towaru\")","v":"Patchcord CobiCabling RJ45-RJ45 kat. 6A S/FTP LSOH 2m niebieski"},{"$f":"IFERROR(VLOOKUP(D67,Arkusz!A:H,6,FALSE),\"-\")","v":"Cobi Cu kable krosowe"},0.0,{"$f":"IFERROR(IF(VLOOKUP(D67,Arkusz!A:K,5,FALSE)=0,(IF(VLOOKUP(D67,Arkusz!A:K,11,FALSE)=0,\"Na zapytanie\",VLOOKUP(D67,Arkusz!A:K,11,FALSE))),(VLOOKUP(D67,Arkusz!A:K,5,FALSE))),\"Na zapytanie\")","v":21.68},21.68,{"$f":"IFERROR(IF(VLOOKUP(D67,Arkusz!A:H,5,FALSE)=0,IF(H67=\"Na zapytanie\",\"\",\"EUR\"),\"PLN\"),\"\")","v":"PLN"}]
[null,null,null,"C24-1130-3,0",{"$f":"IFERROR(VLOOKUP(D68,Arkusz!A:H,3,FALSE),\"Brak towaru\")","v":"Patchcord CobiCabling RJ45-RJ45 kat. 6A S/FTP LSOH 3m niebieski"},{"$f":"IFERROR(VLOOKUP(D68,Arkusz!A:H,6,FALSE),\"-\")","v":"Cobi Cu kable krosowe"},0.0,{"$f":"IFERROR(IF(VLOOKUP(D68,Arkusz!A:K,5,FALSE)=0,(IF(VLOOKUP(D68,Arkusz!A:K,11,FALSE)=0,\"Na zapytanie\",VLOOKUP(D68,Arkusz!A:K,11,FALSE))),(VLOOKUP(D68,Arkusz!A:K,5,FALSE))),\"Na zapytanie\")","v":27.52},27.52,{"$f":"IFERROR(IF(VLOOKUP(D68,Arkusz!A:H,5,FALSE)=0,IF(H68=\"Na zapytanie\",\"\",\"EUR\"),\"PLN\"),\"\")","v":"PLN"}]
[null,null,null,"C24-1130-5,0",{"$f":"IFERROR(VLOOKUP(D69,Arkusz!A:H,3,FALSE),\"Brak towaru\")","v":"Patchcord CobiCabling RJ45-RJ45 kat. 6A S/FTP LSOH 5m niebieski"},{"$f":"IFERROR(VLOOKUP(D69,Arkusz!A:H,6,FALSE),\"-\")","v":"Cobi Cu kable krosowe"},0.0,{"$f":"IFERROR(IF(VLOOKUP(D69,Arkusz!A:K,5,FALSE)=0,(IF(VLOOKUP(D69,Arkusz!A:K,11,FALSE)=0,\"Na zapytanie\",VLOOKUP(D69,Arkusz!A:K,11,FALSE))),(VLOOKUP(D69,Arkusz!A:K,5,FALSE))),\"Na zapytanie\")","v":38.6},38.6,{"$f":"IFERROR(IF(VLOOKUP(D69,Arkusz!A:H,5,FALSE)=0,IF(H69=\"Na zapytanie\",\"\",\"EUR\"),\"PLN\"),\"\")","v":"PLN"}]
[null,null,null,"C24-1130-7,5",{"$f":"IFERROR(VLOOKUP(D70,Arkusz!A:H,3,FALSE),\"Brak towaru\")","v":"Patchcord CobiCabling RJ45-RJ45 kat. 6A S/FTP LSOH 7,5m niebieski"},{"$f":"IFERROR(VLOOKUP(D70,Arkusz!A:H,6,FALSE),\"-\")","v":"Cobi Cu kable krosowe"},0.0,{"$f":"IFERROR(IF(VLOOKUP(D70,Arkusz!A:K,5,FALSE)=0,(IF(VLOOKUP(D70,Arkusz!A:K,11,FALSE)=0,\"Na zapytanie\",VLOOKUP(D70,Arkusz!A:K,11,FALSE))),(VLOOKUP(D70,Arkusz!A:K,5,FALSE))),\"Na zapytanie\")","v":"Na zapytanie"},"",{"$f":"IFERROR(IF(VLOOKUP(D70,Arkusz!A:H,5,FALSE)=0,IF(H70=\"Na zapytanie\",\"\",\"EUR\"),\"PLN\"),\"\")","v":""}]
[null,null,null,"C24-1130-10,0",{"$f":"IFERROR(VLOOKUP(D71,Arkusz!A:H,3,FALSE),\"Brak towaru\")","v":"Patchcord CobiCabling RJ45-RJ45 kat. 6A S/FTP LSOH 10m niebieski"},{"$f":"IFERROR(VLOOKUP(D71,Arkusz!A:H,6,FALSE),\"-\")","v":"Cobi Cu kable krosowe"},0.0,{"$f":"IFERROR(IF(VLOOKUP(D71,Arkusz!A:K,5,FALSE)=0,(IF(VLOOKUP(D71,Arkusz!A:K,11,FALSE)=0,\"Na zapytanie\",VLOOKUP(D71,Arkusz!A:K,11,FALSE))),(VLOOKUP(D71,Arkusz!A:K,5,FALSE))),\"Na zapytanie\")","v":"Na zapytanie"},"",{"$f":"IFERROR(IF(VLOOKUP(D71,Arkusz!A:H,5,FALSE)=0,IF(H71=\"Na zapytanie\",\"\",\"EUR\"),\"PLN\"),\"\")","v":""}]
[null,null,null,"C24-1130-15,0",{"$f":"IFERROR(VLOOKUP(D72,Arkusz!A:H,3,FALSE),\"Brak towaru\")","v":"Patchcord CobiCabling RJ45-RJ45 kat. 6A S/FTP LSOH 15m niebieski"},{"$f":"IFERROR(VLOOKUP(D72,Arkusz!A:H,6,FALSE),\"-\")","v":"Cobi Cu kable krosowe"},0.0,{"$f":"IFERROR(IF(VLOOKUP(D72,Arkusz!A:K,5,FALSE)=0,(IF(VLOOKUP(D72,Arkusz!A:K,11,FALSE)=0,\"Na zapytanie\",VLOOKUP(D72,Arkusz!A:K,11,FALSE))),(VLOOKUP(D72,Arkusz!A:K,5,FALSE))),\"Na zapytanie\")","v":"Na zapytanie"},"",{"$f":"IFERROR(IF(VLOOKUP(D72,Arkusz!A:H,5,FALSE)=0,IF(H72=\"Na zapytanie\",\"\",\"EUR\"),\"PLN\"),\"\")","v":""}]
[null,null,null,"Kolor czerwony RAL3000"]
[null,null,null,"C24-1140-0,25",{"$f":"IFERROR(VLOOKUP(D74,Arkusz!A:H,3,FALSE),\"Brak towaru\")","v":"Patchcord CobiCabling RJ45-RJ45 kat. 6A S/FTP LSOH 0,25m czerwony"},{"$f":"IFERROR(VLOOKUP(D74,Arkusz!A:H,6,FALSE),\"-\")","v":"Cobi Cu kable krosowe"},0.0,{"$f":"IFERROR(IF(VLOOKUP(D74,Arkusz!A:K,5,FALSE)=0,(IF(VLOOKUP(D74,Arkusz!A:K,11,FALSE)=0,\"Na zapytanie\",VLOOKUP(D74,Arkusz!A:K,11,FALSE))),(VLOOKUP(D74,Arkusz!A:K,5,FALSE))),\"Na zapytanie\")","v":11.44},{"$f":"IFERROR(IF(H74=\"Na zapytanie\",\"\",H74*(1-G74)),\"\")","v":11.44},{"$f":"IFERROR(IF(VLOOKUP(D74,Arkusz!A:H,5,FALSE)=0,IF(H74=\"Na zapytanie\",\"\",\"EUR\"),\"PLN\"),\"\")","v":"PLN"}]
[null,null,null,"C24-1140-0,5",{"$f":"IFERROR(VLOOKUP(D75,Arkusz!A:H,3,FALSE),\"Brak towaru\")","v":"Patchcord CobiCabling RJ45-RJ45 kat. 6A S/FTP LSOH 0,5m czerwony"},{"$f":"IFERROR(VLOOKUP(D75,Arkusz!A:H,6,FALSE),\"-\")","v":"Cobi Cu kable krosowe"},0.0,{"$f":"IFERROR(IF(VLOOKUP(D75,Arkusz!A:K,5,FALSE)=0,(IF(VLOOKUP(D75,Arkusz!A:K,11,FALSE)=0,\"Na zapytanie\",VLOOKUP(D75,Arkusz!A:K,11,FALSE))),(VLOOKUP(D75,Arkusz!A:K,5,FALSE))),\"Na zapytanie\")","v":13},13,{"$f":"IFERROR(IF(VLOOKUP(D75,Arkusz!A:H,5,FALSE)=0,IF(H75=\"Na zapytanie\",\"\",\"EUR\"),\"PLN\"),\"\")","v":"PLN"}]
[null,null,null,"C24-1140-1,0",{"$f":"IFERROR(VLOOKUP(D76,Arkusz!A:H,3,FALSE),\"Brak towaru\")","v":"Patchcord CobiCabling RJ45-RJ45 kat. 6A S/FTP LSOH 1m czerwony"},{"$f":"IFERROR(VLOOKUP(D76,Arkusz!A:H,6,FALSE),\"-\")","v":"Cobi Cu kable krosowe"},0.0,{"$f":"IFERROR(IF(VLOOKUP(D76,Arkusz!A:K,5,FALSE)=0,(IF(VLOOKUP(D76,Arkusz!A:K,11,FALSE)=0,\"Na zapytanie\",VLOOKUP(D76,Arkusz!A:K,11,FALSE))),(VLOOKUP(D76,Arkusz!A:K,5,FALSE))),\"Na zapytanie\")","v":15.88},15.88,{"$f":"IFERROR(IF(VLOOKUP(D76,Arkusz!A:H,5,FALSE)=0,IF(H76=\"Na zapytanie\",\"\",\"EUR\"),\"PLN\"),\"\")","v":"PLN"}]
[null,null,null,"C24-1140-1,5",{"$f":"IFERROR(VLOOKUP(D77,Arkusz!A:H,3,FALSE),\"Brak towaru\")","v":"Patchcord CobiCabling RJ45-RJ45 kat. 6A S/FTP LSOH 1,5m czerwony"},{"$f":"IFERROR(VLOOKUP(D77,Arkusz!A:H,6,FALSE),\"-\")","v":"Cobi Cu kable krosowe"},0.0,{"$f":"IFERROR(IF(VLOOKUP(D77,Arkusz!A:K,5,FALSE)=0,(IF(VLOOKUP(D77,Arkusz!A:K,11,FALSE)=0,\"Na zapytanie\",VLOOKUP(D77,Arkusz!A:K,11,FALSE))),(VLOOKUP(D77,Arkusz!A:K,5,FALSE))),\"Na zapytanie\")","v":18.96},18.96,{"$f":"IFERROR(IF(VLOOKUP(D77,Arkusz!A:H,5,FALSE)=0,IF(H77=\"Na zapytanie\",\"\",\"EUR\"),\"PLN\"),\"\")","v":"PLN"}]
[null,null,null,"C24-1140-2,0",{"$f":"IFERROR(VLOOKUP(D78,Arkusz!A:H,3,FALSE),\"Brak towaru\")","v":"Patchcord CobiCabling RJ45-RJ45 kat. 6A S/FTP LSOH 2m czerwony"},{"$f":"IFERROR(VLOOKUP(D78,Arkusz!A:H,6,FALSE),\"-\")","v":"Cobi Cu kable krosowe"},0.0,{"$f":"IFERROR(IF(VLOOKUP(D78,Arkusz!A:K,5,FALSE)=0,(IF(VLOOKUP(D78,Arkusz!A:K,11,FALSE)=0,\"Na zapytanie\",VLOOKUP(D78,Arkusz!A:K,11,FALSE))),(VLOOKUP(D78,Arkusz!A:K,5,FALSE))),\"Na zapytanie\")","v":21.68},21.68,{"$f":"IFERROR(IF(VLOOKUP(D78,Arkusz!A:H,5,FALSE)=0,IF(H78=\"Na zapytanie\",\"\",\"EUR\"),\"PLN\"),\"\")","v":"PLN"}]
[null,null,null,"C24-1140-3,0",{"$f":"IFERROR(VLOOKUP(D79,Arkusz!A:H,3,FALSE),\"Brak towaru\")","v":"Patchcord CobiCabling RJ45-RJ45 kat. 6A S/FTP LSOH 3m czerwony"},{"$f":"IFERROR(VLOOKUP(D79,Arkusz!A:H,6,FALSE),\"-\")","v":"Cobi Cu kable krosowe"},0.0,{"$f":"IFERROR(IF(VLOOKUP(D79,Arkusz!A:K,5,FALSE)=0,(IF(VLOOKUP(D79,Arkusz!A:K,11,FALSE)=0,\"Na zapytanie\",VLOOKUP(D79,Arkusz!A:K,11,FALSE))),(VLOOKUP(D79,Arkusz!A:K,5,FALSE))),\"Na zapytanie\")","v":27.52},27.52,{"$f":"IFERROR(IF(VLOOKUP(D79,Arkusz!A:H,5,FALSE)=0,IF(H79=\"Na zapytanie\",\"\",\"EUR\"),\"PLN\"),\"\")","v":"PLN"}]
[null,null,null,"C24-1140-5,0",{"$f":"IFERROR(VLOOKUP(D80,Arkusz!A:H,3,FALSE),\"Brak towaru\")","v":"Patchcord CobiCabling RJ45-RJ45 kat. 6A S/FTP LSOH 5m czerwony"},{"$f":"IFERROR(VLOOKUP(D80,Arkusz!A:H,6,FALSE),\"-\")","v":"Cobi Cu kable krosowe"},0.0,{"$f":"IFERROR(IF(VLOOKUP(D80,Arkusz!A:K,5,FALSE)=0,(IF(VLOOKUP(D80,Arkusz!A:K,11,FALSE)=0,\"Na zapytanie\",VLOOKUP(D80,Arkusz!A:K,11,FALSE))),(VLOOKUP(D80,Arkusz!A:K,5,FALSE))),\"Na zapytanie\")","v":38.6},38.6,{"$f":"IFERROR(IF(VLOOKUP(D80,Arkusz!A:H,5,FALSE)=0,IF(H80=\"Na zapytanie\",\"\",\"EUR\"),\"PLN\"),\"\")","v":"PLN"}]
[null,null,null,"C24-1140-7,5",{"$f":"IFERROR(VLOOKUP(D81,Arkusz!A:H,3,FALSE),\"Brak towaru\")","v":"Patchcord CobiCabling RJ45-RJ45 kat. 6A S/FTP LSOH 7,5m czerwony"},{"$f":"IFERROR(VLOOKUP(D81,Arkusz!A:H,6,FALSE),\"-\")","v":"Cobi Cu kable krosowe"},0.0,{"$f":"IFERROR(IF(VLOOKUP(D81,Arkusz!A:K,5,FALSE)=0,(IF(VLOOKUP(D81,Arkusz!A:K,11,FALSE)=0,\"Na zapytanie\",VLOOKUP(D81,Arkusz!A:K,11,FALSE))),(VLOOKUP(D81,Arkusz!A:K,5,FALSE))),\"Na zapytanie\")","v":"Na zapytanie"},"",{"$f":"IFERROR(IF(VLOOKUP(D81,Arkusz!A:H,5,FALSE)=0,IF(H81=\"Na zapytanie\",\"\",\"EUR\"),\"PLN\"),\"\")","v":""}]
[null,null,null,"C24-1140-10,0",{"$f":"IFERROR(VLOOKUP(D82,Arkusz!A:H,3,FALSE),\"Brak towaru\")","v":"Patchcord CobiCabling RJ45-RJ45 kat. 6A S/FTP LSOH 10m czerwony"},{"$f":"IFERROR(VLOOKUP(D82,Arkusz!A:H,6,FALSE),\"-\")","v":"Cobi Cu kable krosowe"},0.0,{"$f":"IFERROR(IF(VLOOKUP(D82,Arkusz!A:K,5,FALSE)=0,(IF(VLOOKUP(D82,Arkusz!A:K,11,FALSE)=0,\"Na zapytanie\",VLOOKUP(D82,Arkusz!A:K,11,FALSE))),(VLOOKUP(D82,Arkusz!A:K,5,FALSE))),\"Na zapytanie\")","v":"Na zapytanie"},"",{"$f":"IFERROR(IF(VLOOKUP(D82,Arkusz!A:H,5,FALSE)=0,IF(H82=\"Na zapytanie\",\"\",\"EUR\"),\"PLN\"),\"\")","v":""}]
[null,null,null,"C24-1140-15,0",{"$f":"IFERROR(VLOOKUP(D83,Arkusz!A:H,3,FALSE),\"Brak towaru\")","v":"Patchcord CobiCabling RJ45-RJ45 kat. 6A S/FTP LSOH 15m czerwony"},{"$f":"IFERROR(VLOOKUP(D83,Arkusz!A:H,6,FALSE),\"-\")","v":"Cobi Cu kable krosowe"},0.0,{"$f":"IFERROR(IF(VLOOKUP(D83,Arkusz!A:K,5,FALSE)=0,(IF(VLOOKUP(D83,Arkusz!A:K,11,FALSE)=0,\"Na zapytanie\",VLOOKUP(D83,Arkusz!A:K,11,FALSE))),(VLOOKUP(D83,Arkusz!A:K,5,FALSE))),\"Na zapytanie\")","v":"Na zapytanie"},"",{"$f":"IFERROR(IF(VLOOKUP(D83,Arkusz!A:H,5,FALSE)=0,IF(H83=\"Na zapytanie\",\"\",\"EUR\"),\"PLN\"),\"\")","v":""}]
[null,null,null,"Kolor czarny RAL9005"]
[null,null,null,"C24-1150-0,25",{"$f":"IFERROR(VLOOKUP(D85,Arkusz!A:H,3,FALSE),\"Brak towaru\")","v":"Patchcord CobiCabling RJ45-RJ45 kat. 6A S/FTP LSOH 0,25m czarny"},{"$f":"IFERROR(VLOOKUP(D85,Arkusz!A:H,6,FALSE),\"-\")","v":"Cobi Cu kable krosowe"},0.0,{"$f":"IFERROR(IF(VLOOKUP(D85,Arkusz!A:K,5,FALSE)=0,(IF(VLOOKUP(D85,Arkusz!A:K,11,FALSE)=0,\"Na zapytanie\",VLOOKUP(D85,Arkusz!A:K,11,FALSE))),(VLOOKUP(D85,Arkusz!A:K,5,FALSE))),\"Na zapytanie\")","v":11.44},{"$f":"IFERROR(IF(H85=\"Na zapytanie\",\"\",H85*(1-G85)),\"\")","v":11.44},{"$f":"IFERROR(IF(VLOOKUP(D85,Arkusz!A:H,5,FALSE)=0,IF(H85=\"Na zapytanie\",\"\",\"EUR\"),\"PLN\"),\"\")","v":"PLN"}]
[null,null,null,"C24-1150-0,5",{"$f":"IFERROR(VLOOKUP(D86,Arkusz!A:H,3,FALSE),\"Brak towaru\")","v":"Patchcord CobiCabling RJ45-RJ45 kat. 6A S/FTP LSOH 0,5m czarny"},{"$f":"IFERROR(VLOOKUP(D86,Arkusz!A:H,6,FALSE),\"-\")","v":"Cobi Cu kable krosowe"},0.0,{"$f":"IFERROR(IF(VLOOKUP(D86,Arkusz!A:K,5,FALSE)=0,(IF(VLOOKUP(D86,Arkusz!A:K,11,FALSE)=0,\"Na zapytanie\",VLOOKUP(D86,Arkusz!A:K,11,FALSE))),(VLOOKUP(D86,Arkusz!A:K,5,FALSE))),\"Na zapytanie\")","v":13},13,{"$f":"IFERROR(IF(VLOOKUP(D86,Arkusz!A:H,5,FALSE)=0,IF(H86=\"Na zapytanie\",\"\",\"EUR\"),\"PLN\"),\"\")","v":"PLN"}]
[null,null,null,"C24-1150-1,0",{"$f":"IFERROR(VLOOKUP(D87,Arkusz!A:H,3,FALSE),\"Brak towaru\")","v":"Patchcord CobiCabling RJ45-RJ45 kat. 6A S/FTP LSOH 1m czarny"},{"$f":"IFERROR(VLOOKUP(D87,Arkusz!A:H,6,FALSE),\"-\")","v":"Cobi Cu kable krosowe"},0.0,{"$f":"IFERROR(IF(VLOOKUP(D87,Arkusz!A:K,5,FALSE)=0,(IF(VLOOKUP(D87,Arkusz!A:K,11,FALSE)=0,\"Na zapytanie\",VLOOKUP(D87,Arkusz!A:K,11,FALSE))),(VLOOKUP(D87,Arkusz!A:K,5,FALSE))),\"Na zapytanie\")","v":15.88},15.88,{"$f":"IFERROR(IF(VLOOKUP(D87,Arkusz!A:H,5,FALSE)=0,IF(H87=\"Na zapytanie\",\"\",\"EUR\"),\"PLN\"),\"\")","v":"PLN"}]
[null,null,null,"C24-1150-1,5",{"$f":"IFERROR(VLOOKUP(D88,Arkusz!A:H,3,FALSE),\"Brak towaru\")","v":"Patchcord CobiCabling RJ45-RJ45 kat. 6A S/FTP LSOH 1,5m czarny"},{"$f":"IFERROR(VLOOKUP(D88,Arkusz!A:H,6,FALSE),\"-\")","v":"Cobi Cu kable krosowe"},0.0,{"$f":"IFERROR(IF(VLOOKUP(D88,Arkusz!A:K,5,FALSE)=0,(IF(VLOOKUP(D88,Arkusz!A:K,11,FALSE)=0,\"Na zapytanie\",VLOOKUP(D88,Arkusz!A:K,11,FALSE))),(VLOOKUP(D88,Arkusz!A:K,5,FALSE))),\"Na zapytanie\")","v":18.96},18.96,{"$f":"IFERROR(IF(VLOOKUP(D88,Arkusz!A:H,5,FALSE)=0,IF(H88=\"Na zapytanie\",\"\",\"EUR\"),\"PLN\"),\"\")","v":"PLN"}]
[null,null,null,"C24-1150-2,0",{"$f":"IFERROR(VLOOKUP(D89,Arkusz!A:H,3,FALSE),\"Brak towaru\")","v":"Patchcord CobiCabling RJ45-RJ45 kat. 6A S/FTP LSOH 2m czarny"},{"$f":"IFERROR(VLOOKUP(D89,Arkusz!A:H,6,FALSE),\"-\")","v":"Cobi Cu kable krosowe"},0.0,{"$f":"IFERROR(IF(VLOOKUP(D89,Arkusz!A:K,5,FALSE)=0,(IF(VLOOKUP(D89,Arkusz!A:K,11,FALSE)=0,\"Na zapytanie\",VLOOKUP(D89,Arkusz!A:K,11,FALSE))),(VLOOKUP(D89,Arkusz!A:K,5,FALSE))),\"Na zapytanie\")","v":21.68},21.68,{"$f":"IFERROR(IF(VLOOKUP(D89,Arkusz!A:H,5,FALSE)=0,IF(H89=\"Na zapytanie\",\"\",\"EUR\"),\"PLN\"),\"\")","v":"PLN"}]
[null,null,null,"C24-1150-3,0",{"$f":"IFERROR(VLOOKUP(D90,Arkusz!A:H,3,FALSE),\"Brak towaru\")","v":"Patchcord CobiCabling RJ45-RJ45 kat. 6A S/FTP LSOH 3m czarny"},{"$f":"IFERROR(VLOOKUP(D90,Arkusz!A:H,6,FALSE),\"-\")","v":"Cobi Cu kable krosowe"},0.0,{"$f":"IFERROR(IF(VLOOKUP(D90,Arkusz!A:K,5,FALSE)=0,(IF(VLOOKUP(D90,Arkusz!A:K,11,FALSE)=0,\"Na zapytanie\",VLOOKUP(D90,Arkusz!A:K,11,FALSE))),(VLOOKUP(D90,Arkusz!A:K,5,FALSE))),\"Na zapytanie\")","v":27.52},27.52,{"$f":"IFERROR(IF(VLOOKUP(D90,Arkusz!A:H,5,FALSE)=0,IF(H90=\"Na zapytanie\",\"\",\"EUR\"),\"PLN\"),\"\")","v":"PLN"}]
[null,null,null,"C24-1150-5,0",{"$f":"IFERROR(VLOOKUP(D91,Arkusz!A:H,3,FALSE),\"Brak towaru\")","v":"Patchcord CobiCabling RJ45-RJ45 kat. 6A S/FTP LSOH 5m czarny"},{"$f":"IFERROR(VLOOKUP(D91,Arkusz!A:H,6,FALSE),\"-\")","v":"Cobi Cu kable krosowe"},0.0,{"$f":"IFERROR(IF(VLOOKUP(D91,Arkusz!A:K,5,FALSE)=0,(IF(VLOOKUP(D91,Arkusz!A:K,11,FALSE)=0,\"Na zapytanie\",VLOOKUP(D91,Arkusz!A:K,11,FALSE))),(VLOOKUP(D91,Arkusz!A:K,5,FALSE))),\"Na zapytanie\")","v":38.6},38.6,{"$f":"IFERROR(IF(VLOOKUP(D91,Arkusz!A:H,5,FALSE)=0,IF(H91=\"Na zapytanie\",\"\",\"EUR\"),\"PLN\"),\"\")","v":"PLN"}]
[null,null,null,"C24-1150-7,5",{"$f":"IFERROR(VLOOKUP(D92,Arkusz!A:H,3,FALSE),\"Brak towaru\")","v":"Patchcord CobiCabling RJ45-RJ45 kat. 6A S/FTP LSOH 7,5m czarny"},{"$f":"IFERROR(VLOOKUP(D92,Arkusz!A:H,6,FALSE),\"-\")","v":"Cobi Cu kable krosowe"},0.0,{"$f":"IFERROR(IF(VLOOKUP(D92,Arkusz!A:K,5,FALSE)=0,(IF(VLOOKUP(D92,Arkusz!A:K,11,FALSE)=0,\"Na zapytanie\",VLOOKUP(D92,Arkusz!A:K,11,FALSE))),(VLOOKUP(D92,Arkusz!A:K,5,FALSE))),\"Na zapytanie\")","v":"Na zapytanie"},"",{"$f":"IFERROR(IF(VLOOKUP(D92,Arkusz!A:H,5,FALSE)=0,IF(H92=\"Na zapytanie\",\"\",\"EUR\"),\"PLN\"),\"\")","v":""}]
[null,null,null,"C24-1150-10,0",{"$f":"IFERROR(VLOOKUP(D93,Arkusz!A:H,3,FALSE),\"Brak towaru\")","v":"Patchcord CobiCabling RJ45-RJ45 kat. 6A S/FTP LSOH 10m czarny"},{"$f":"IFERROR(VLOOKUP(D93,Arkusz!A:H,6,FALSE),\"-\")","v":"Cobi Cu kable krosowe"},0.0,{"$f":"IFERROR(IF(VLOOKUP(D93,Arkusz!A:K,5,FALSE)=0,(IF(VLOOKUP(D93,Arkusz!A:K,11,FALSE)=0,\"Na zapytanie\",VLOOKUP(D93,Arkusz!A:K,11,FALSE))),(VLOOKUP(D93,Arkusz!A:K,5,FALSE))),\"Na zapytanie\")","v":"Na zapytanie"},"",{"$f":"IFERROR(IF(VLOOKUP(D93,Arkusz!A:H,5,FALSE)=0,IF(H93=\"Na zapytanie\",\"\",\"EUR\"),\"PLN\"),\"\")","v":""}]
[null,null,null,"C24-1150-15,0",{"$f":"IFERROR(VLOOKUP(D94,Arkusz!A:H,3,FALSE),\"Brak towaru\")","v":"Patchcord CobiCabling RJ45-RJ45 kat. 6A S/FTP LSOH 15m czarny"},{"$f":"IFERROR(VLOOKUP(D94,Arkusz!A:H,6,FALSE),\"-\")","v":"Cobi Cu kable krosowe"},0.0,{"$f":"IFERROR(IF(VLOOKUP(D94,Arkusz!A:K,5,FALSE)=0,(IF(VLOOKUP(D94,Arkusz!A:K,11,FALSE)=0,\"Na zapytanie\",VLOOKUP(D94,Arkusz!A:K,11,FALSE))),(VLOOKUP(D94,Arkusz!A:K,5,FALSE))),\"Na zapytanie\")","v":"Na zapytanie"},"",{"$f":"IFERROR(IF(VLOOKUP(D94,Arkusz!A:H,5,FALSE)=0,IF(H94=\"Na zapytanie\",\"\",\"EUR\"),\"PLN\"),\"\")","v":""}]
[null,null,"Kable krosowe nieekranowane "]
[null,null,null,"Kolor szary RAL7004"]
[null,null,null,"C14-1100-0,25",{"$f":"IFERROR(VLOOKUP(D97,Arkusz!A:H,3,FALSE),\"Brak towaru\")","v":"Patchcord CobiCabling RJ45-RJ45 kat. 6A U/UTP LSOH 0,25m szary"},{"$f":"IFERROR(VLOOKUP(D97,Arkusz!A:H,6,FALSE),\"-\")","v":"Cobi Cu kable krosowe"},0.0,{"$f":"IFERROR(IF(VLOOKUP(D97,Arkusz!A:K,5,FALSE)=0,(IF(VLOOKUP(D97,Arkusz!A:K,11,FALSE)=0,\"Na zapytanie\",VLOOKUP(D97,Arkusz!A:K,11,FALSE))),(VLOOKUP(D97,Arkusz!A:K,5,FALSE))),\"Na zapytanie\")","v":8.72},{"$f":"IFERROR(IF(H97=\"Na zapytanie\",\"\",H97*(1-G97)),\"\")","v":8.72},{"$f":"IFERROR(IF(VLOOKUP(D97,Arkusz!A:H,5,FALSE)=0,IF(H97=\"Na zapytanie\",\"\",\"EUR\"),\"PLN\"),\"\")","v":"PLN"}]
[null,null,null,"C14-1100-0,5",{"$f":"IFERROR(VLOOKUP(D98,Arkusz!A:H,3,FALSE),\"Brak towaru\")","v":"Patchcord CobiCabling RJ45-RJ45 kat. 6A U/UTP LSOH 0,5m szary"},{"$f":"IFERROR(VLOOKUP(D98,Arkusz!A:H,6,FALSE),\"-\")","v":"Cobi Cu kable krosowe"},0.0,{"$f":"IFERROR(IF(VLOOKUP(D98,Arkusz!A:K,5,FALSE)=0,(IF(VLOOKUP(D98,Arkusz!A:K,11,FALSE)=0,\"Na zapytanie\",VLOOKUP(D98,Arkusz!A:K,11,FALSE))),(VLOOKUP(D98,Arkusz!A:K,5,FALSE))),\"Na zapytanie\")","v":9.72},9.72,{"$f":"IFERROR(IF(VLOOKUP(D98,Arkusz!A:H,5,FALSE)=0,IF(H98=\"Na zapytanie\",\"\",\"EUR\"),\"PLN\"),\"\")","v":"PLN"}]
[null,null,null,"C14-1100-1,0",{"$f":"IFERROR(VLOOKUP(D99,Arkusz!A:H,3,FALSE),\"Brak towaru\")","v":"Patchcord CobiCabling RJ45-RJ45 kat. 6A U/UTP LSOH 1m szary"},{"$f":"IFERROR(VLOOKUP(D99,Arkusz!A:H,6,FALSE),\"-\")","v":"Cobi Cu kable krosowe"},0.0,{"$f":"IFERROR(IF(VLOOKUP(D99,Arkusz!A:K,5,FALSE)=0,(IF(VLOOKUP(D99,Arkusz!A:K,11,FALSE)=0,\"Na zapytanie\",VLOOKUP(D99,Arkusz!A:K,11,FALSE))),(VLOOKUP(D99,Arkusz!A:K,5,FALSE))),\"Na zapytanie\")","v":11.96},11.96,{"$f":"IFERROR(IF(VLOOKUP(D99,Arkusz!A:H,5,FALSE)=0,IF(H99=\"Na zapytanie\",\"\",\"EUR\"),\"PLN\"),\"\")","v":"PLN"}]
[null,null,null,"C14-1100-1,5",{"$f":"IFERROR(VLOOKUP(D100,Arkusz!A:H,3,FALSE),\"Brak towaru\")","v":"Patchcord CobiCabling RJ45-RJ45 kat. 6A U/UTP LSOH 1,5m szary"},{"$f":"IFERROR(VLOOKUP(D100,Arkusz!A:H,6,FALSE),\"-\")","v":"Cobi Cu kable krosowe"},0.0,{"$f":"IFERROR(IF(VLOOKUP(D100,Arkusz!A:K,5,FALSE)=0,(IF(VLOOKUP(D100,Arkusz!A:K,11,FALSE)=0,\"Na zapytanie\",VLOOKUP(D100,Arkusz!A:K,11,FALSE))),(VLOOKUP(D100,Arkusz!A:K,5,FALSE))),\"Na zapytanie\")","v":14.52},14.52,{"$f":"IFERROR(IF(VLOOKUP(D100,Arkusz!A:H,5,FALSE)=0,IF(H100=\"Na zapytanie\",\"\",\"EUR\"),\"PLN\"),\"\")","v":"PLN"}]
[null,null,null,"C14-1100-2,0",{"$f":"IFERROR(VLOOKUP(D101,Arkusz!A:H,3,FALSE),\"Brak towaru\")","v":"Patchcord CobiCabling RJ45-RJ45 kat. 6A U/UTP LSOH 2m szary"},{"$f":"IFERROR(VLOOKUP(D101,Arkusz!A:H,6,FALSE),\"-\")","v":"Cobi Cu kable krosowe"},0.0,{"$f":"IFERROR(IF(VLOOKUP(D101,Arkusz!A:K,5,FALSE)=0,(IF(VLOOKUP(D101,Arkusz!A:K,11,FALSE)=0,\"Na zapytanie\",VLOOKUP(D101,Arkusz!A:K,11,FALSE))),(VLOOKUP(D101,Arkusz!A:K,5,FALSE))),\"Na zapytanie\")","v":16.72},16.72,{"$f":"IFERROR(IF(VLOOKUP(D101,Arkusz!A:H,5,FALSE)=0,IF(H101=\"Na zapytanie\",\"\",\"EUR\"),\"PLN\"),\"\")","v":"PLN"}]
[null,null,null,"C14-1100-3,0",{"$f":"IFERROR(VLOOKUP(D102,Arkusz!A:H,3,FALSE),\"Brak towaru\")","v":"Patchcord CobiCabling RJ45-RJ45 kat. 6A U/UTP LSOH 3m szary"},{"$f":"IFERROR(VLOOKUP(D102,Arkusz!A:H,6,FALSE),\"-\")","v":"Cobi Cu kable krosowe"},0.0,{"$f":"IFERROR(IF(VLOOKUP(D102,Arkusz!A:K,5,FALSE)=0,(IF(VLOOKUP(D102,Arkusz!A:K,11,FALSE)=0,\"Na zapytanie\",VLOOKUP(D102,Arkusz!A:K,11,FALSE))),(VLOOKUP(D102,Arkusz!A:K,5,FALSE))),\"Na zapytanie\")","v":21.52},21.52,{"$f":"IFERROR(IF(VLOOKUP(D102,Arkusz!A:H,5,FALSE)=0,IF(H102=\"Na zapytanie\",\"\",\"EUR\"),\"PLN\"),\"\")","v":"PLN"}]
[null,null,null,"C14-1100-5,0",{"$f":"IFERROR(VLOOKUP(D103,Arkusz!A:H,3,FALSE),\"Brak towaru\")","v":"Patchcord CobiCabling RJ45-RJ45 kat. 6A U/UTP LSOH 5m szary"},{"$f":"IFERROR(VLOOKUP(D103,Arkusz!A:H,6,FALSE),\"-\")","v":"Cobi Cu kable krosowe"},0.0,{"$f":"IFERROR(IF(VLOOKUP(D103,Arkusz!A:K,5,FALSE)=0,(IF(VLOOKUP(D103,Arkusz!A:K,11,FALSE)=0,\"Na zapytanie\",VLOOKUP(D103,Arkusz!A:K,11,FALSE))),(VLOOKUP(D103,Arkusz!A:K,5,FALSE))),\"Na zapytanie\")","v":30.4},30.4,{"$f":"IFERROR(IF(VLOOKUP(D103,Arkusz!A:H,5,FALSE)=0,IF(H103=\"Na zapytanie\",\"\",\"EUR\"),\"PLN\"),\"\")","v":"PLN"}]
[null,null,null,"C14-1100-7,5",{"$f":"IFERROR(VLOOKUP(D104,Arkusz!A:H,3,FALSE),\"Brak towaru\")","v":"Patchcord CobiCabling RJ45-RJ45 kat. 6A U/UTP LSOH 7,5m szary"},{"$f":"IFERROR(VLOOKUP(D104,Arkusz!A:H,6,FALSE),\"-\")","v":"Cobi Cu kable krosowe"},0.0,{"$f":"IFERROR(IF(VLOOKUP(D104,Arkusz!A:K,5,FALSE)=0,(IF(VLOOKUP(D104,Arkusz!A:K,11,FALSE)=0,\"Na zapytanie\",VLOOKUP(D104,Arkusz!A:K,11,FALSE))),(VLOOKUP(D104,Arkusz!A:K,5,FALSE))),\"Na zapytanie\")","v":42.52},42.52,{"$f":"IFERROR(IF(VLOOKUP(D104,Arkusz!A:H,5,FALSE)=0,IF(H104=\"Na zapytanie\",\"\",\"EUR\"),\"PLN\"),\"\")","v":"PLN"}]
[null,null,null,"C14-1100-10,0",{"$f":"IFERROR(VLOOKUP(D105,Arkusz!A:H,3,FALSE),\"Brak towaru\")","v":"Patchcord CobiCabling RJ45-RJ45 kat. 6A U/UTP LSOH 10,0m szary"},{"$f":"IFERROR(VLOOKUP(D105,Arkusz!A:H,6,FALSE),\"-\")","v":"Cobi Cu kable krosowe"},0.0,{"$f":"IFERROR(IF(VLOOKUP(D105,Arkusz!A:K,5,FALSE)=0,(IF(VLOOKUP(D105,Arkusz!A:K,11,FALSE)=0,\"Na zapytanie\",VLOOKUP(D105,Arkusz!A:K,11,FALSE))),(VLOOKUP(D105,Arkusz!A:K,5,FALSE))),\"Na zapytanie\")","v":53.64},53.64,{"$f":"IFERROR(IF(VLOOKUP(D105,Arkusz!A:H,5,FALSE)=0,IF(H105=\"Na zapytanie\",\"\",\"EUR\"),\"PLN\"),\"\")","v":"PLN"}]
[null,null,null,"C14-1100-15,0",{"$f":"IFERROR(VLOOKUP(D106,Arkusz!A:H,3,FALSE),\"Brak towaru\")","v":"Patchcord CobiCabling RJ45-RJ45 kat. 6A U/UTP LSOH 15,0m szary"},{"$f":"IFERROR(VLOOKUP(D106,Arkusz!A:H,6,FALSE),\"-\")","v":"Cobi Cu kable krosowe"},0.0,{"$f":"IFERROR(IF(VLOOKUP(D106,Arkusz!A:K,5,FALSE)=0,(IF(VLOOKUP(D106,Arkusz!A:K,11,FALSE)=0,\"Na zapytanie\",VLOOKUP(D106,Arkusz!A:K,11,FALSE))),(VLOOKUP(D106,Arkusz!A:K,5,FALSE))),\"Na zapytanie\")","v":78.76},78.76,{"$f":"IFERROR(IF(VLOOKUP(D106,Arkusz!A:H,5,FALSE)=0,IF(H106=\"Na zapytanie\",\"\",\"EUR\"),\"PLN\"),\"\")","v":"PLN"}]
[null,null,null,"Kolor żółty RAL1021"]
[null,null,null,"C14-1110-0,25",{"$f":"IFERROR(VLOOKUP(D108,Arkusz!A:H,3,FALSE),\"Brak towaru\")","v":"Patchcord CobiCabling RJ45-RJ45 kat. 6A U/UTP LSOH 0,25m żółty"},{"$f":"IFERROR(VLOOKUP(D108,Arkusz!A:H,6,FALSE),\"-\")","v":"Cobi Cu kable krosowe"},0.0,{"$f":"IFERROR(IF(VLOOKUP(D108,Arkusz!A:K,5,FALSE)=0,(IF(VLOOKUP(D108,Arkusz!A:K,11,FALSE)=0,\"Na zapytanie\",VLOOKUP(D108,Arkusz!A:K,11,FALSE))),(VLOOKUP(D108,Arkusz!A:K,5,FALSE))),\"Na zapytanie\")","v":8.72},{"$f":"IFERROR(IF(H108=\"Na zapytanie\",\"\",H108*(1-G108)),\"\")","v":8.72},{"$f":"IFERROR(IF(VLOOKUP(D108,Arkusz!A:H,5,FALSE)=0,IF(H108=\"Na zapytanie\",\"\",\"EUR\"),\"PLN\"),\"\")","v":"PLN"}]
[null,null,null,"C14-1110-0,5",{"$f":"IFERROR(VLOOKUP(D109,Arkusz!A:H,3,FALSE),\"Brak towaru\")","v":"Patchcord CobiCabling RJ45-RJ45 kat. 6A U/UTP LSOH 0,5m żółty"},{"$f":"IFERROR(VLOOKUP(D109,Arkusz!A:H,6,FALSE),\"-\")","v":"Cobi Cu kable krosowe"},0.0,{"$f":"IFERROR(IF(VLOOKUP(D109,Arkusz!A:K,5,FALSE)=0,(IF(VLOOKUP(D109,Arkusz!A:K,11,FALSE)=0,\"Na zapytanie\",VLOOKUP(D109,Arkusz!A:K,11,FALSE))),(VLOOKUP(D109,Arkusz!A:K,5,FALSE))),\"Na zapytanie\")","v":9.72},9.72,{"$f":"IFERROR(IF(VLOOKUP(D109,Arkusz!A:H,5,FALSE)=0,IF(H109=\"Na zapytanie\",\"\",\"EUR\"),\"PLN\"),\"\")","v":"PLN"}]
[null,null,null,"C14-1110-1,0",{"$f":"IFERROR(VLOOKUP(D110,Arkusz!A:H,3,FALSE),\"Brak towaru\")","v":"Patchcord CobiCabling RJ45-RJ45 kat. 6A U/UTP LSOH 1m żółty"},{"$f":"IFERROR(VLOOKUP(D110,Arkusz!A:H,6,FALSE),\"-\")","v":"Cobi Cu kable krosowe"},0.0,{"$f":"IFERROR(IF(VLOOKUP(D110,Arkusz!A:K,5,FALSE)=0,(IF(VLOOKUP(D110,Arkusz!A:K,11,FALSE)=0,\"Na zapytanie\",VLOOKUP(D110,Arkusz!A:K,11,FALSE))),(VLOOKUP(D110,Arkusz!A:K,5,FALSE))),\"Na zapytanie\")","v":11.96},11.96,{"$f":"IFERROR(IF(VLOOKUP(D110,Arkusz!A:H,5,FALSE)=0,IF(H110=\"Na zapytanie\",\"\",\"EUR\"),\"PLN\"),\"\")","v":"PLN"}]
[null,null,null,"C14-1110-1,5",{"$f":"IFERROR(VLOOKUP(D111,Arkusz!A:H,3,FALSE),\"Brak towaru\")","v":"Patchcord CobiCabling RJ45-RJ45 kat. 6A U/UTP LSOH 1,5m żółty"},{"$f":"IFERROR(VLOOKUP(D111,Arkusz!A:H,6,FALSE),\"-\")","v":"Cobi Cu kable krosowe"},0.0,{"$f":"IFERROR(IF(VLOOKUP(D111,Arkusz!A:K,5,FALSE)=0,(IF(VLOOKUP(D111,Arkusz!A:K,11,FALSE)=0,\"Na zapytanie\",VLOOKUP(D111,Arkusz!A:K,11,FALSE))),(VLOOKUP(D111,Arkusz!A:K,5,FALSE))),\"Na zapytanie\")","v":14.52},14.52,{"$f":"IFERROR(IF(VLOOKUP(D111,Arkusz!A:H,5,FALSE)=0,IF(H111=\"Na zapytanie\",\"\",\"EUR\"),\"PLN\"),\"\")","v":"PLN"}]
[null,null,null,"C14-1110-2,0",{"$f":"IFERROR(VLOOKUP(D112,Arkusz!A:H,3,FALSE),\"Brak towaru\")","v":"Patchcord CobiCabling RJ45-RJ45 kat. 6A U/UTP LSOH 2m żółty"},{"$f":"IFERROR(VLOOKUP(D112,Arkusz!A:H,6,FALSE),\"-\")","v":"Cobi Cu kable krosowe"},0.0,{"$f":"IFERROR(IF(VLOOKUP(D112,Arkusz!A:K,5,FALSE)=0,(IF(VLOOKUP(D112,Arkusz!A:K,11,FALSE)=0,\"Na zapytanie\",VLOOKUP(D112,Arkusz!A:K,11,FALSE))),(VLOOKUP(D112,Arkusz!A:K,5,FALSE))),\"Na zapytanie\")","v":16.72},16.72,{"$f":"IFERROR(IF(VLOOKUP(D112,Arkusz!A:H,5,FALSE)=0,IF(H112=\"Na zapytanie\",\"\",\"EUR\"),\"PLN\"),\"\")","v":"PLN"}]
[null,null,null,"C14-1110-3,0",{"$f":"IFERROR(VLOOKUP(D113,Arkusz!A:H,3,FALSE),\"Brak towaru\")","v":"Patchcord CobiCabling RJ45-RJ45 kat. 6A U/UTP LSOH 3m żółty"},{"$f":"IFERROR(VLOOKUP(D113,Arkusz!A:H,6,FALSE),\"-\")","v":"Cobi Cu kable krosowe"},0.0,{"$f":"IFERROR(IF(VLOOKUP(D113,Arkusz!A:K,5,FALSE)=0,(IF(VLOOKUP(D113,Arkusz!A:K,11,FALSE)=0,\"Na zapytanie\",VLOOKUP(D113,Arkusz!A:K,11,FALSE))),(VLOOKUP(D113,Arkusz!A:K,5,FALSE))),\"Na zapytanie\")","v":21.52},21.52,{"$f":"IFERROR(IF(VLOOKUP(D113,Arkusz!A:H,5,FALSE)=0,IF(H113=\"Na zapytanie\",\"\",\"EUR\"),\"PLN\"),\"\")","v":"PLN"}]
[null,null,null,"C14-1110-5,0",{"$f":"IFERROR(VLOOKUP(D114,Arkusz!A:H,3,FALSE),\"Brak towaru\")","v":"Patchcord CobiCabling RJ45-RJ45 kat. 6A U/UTP LSOH 5m żółty"},{"$f":"IFERROR(VLOOKUP(D114,Arkusz!A:H,6,FALSE),\"-\")","v":"Cobi Cu kable krosowe"},0.0,{"$f":"IFERROR(IF(VLOOKUP(D114,Arkusz!A:K,5,FALSE)=0,(IF(VLOOKUP(D114,Arkusz!A:K,11,FALSE)=0,\"Na zapytanie\",VLOOKUP(D114,Arkusz!A:K,11,FALSE))),(VLOOKUP(D114,Arkusz!A:K,5,FALSE))),\"Na zapytanie\")","v":30.4},30.4,{"$f":"IFERROR(IF(VLOOKUP(D114,Arkusz!A:H,5,FALSE)=0,IF(H114=\"Na zapytanie\",\"\",\"EUR\"),\"PLN\"),\"\")","v":"PLN"}]
[null,null,null,"C14-1110-7,5",{"$f":"IFERROR(VLOOKUP(D115,Arkusz!A:H,3,FALSE),\"Brak towaru\")","v":"Patchcord CobiCabling RJ45-RJ45 kat. 6A U/UTP LSOH 7,5m żółty"},{"$f":"IFERROR(VLOOKUP(D115,Arkusz!A:H,6,FALSE),\"-\")","v":"Cobi Cu kable krosowe"},0.0,{"$f":"IFERROR(IF(VLOOKUP(D115,Arkusz!A:K,5,FALSE)=0,(IF(VLOOKUP(D115,Arkusz!A:K,11,FALSE)=0,\"Na zapytanie\",VLOOKUP(D115,Arkusz!A:K,11,FALSE))),(VLOOKUP(D115,Arkusz!A:K,5,FALSE))),\"Na zapytanie\")","v":"Na zapytanie"},"",{"$f":"IFERROR(IF(VLOOKUP(D115,Arkusz!A:H,5,FALSE)=0,IF(H115=\"Na zapytanie\",\"\",\"EUR\"),\"PLN\"),\"\")","v":""}]
[null,null,null,"C14-1110-10,0",{"$f":"IFERROR(VLOOKUP(D116,Arkusz!A:H,3,FALSE),\"Brak towaru\")","v":"Patchcord CobiCabling RJ45-RJ45 kat. 6A U/UTP LSOH 10m żółty"},{"$f":"IFERROR(VLOOKUP(D116,Arkusz!A:H,6,FALSE),\"-\")","v":"Cobi Cu kable krosowe"},0.0,{"$f":"IFERROR(IF(VLOOKUP(D116,Arkusz!A:K,5,FALSE)=0,(IF(VLOOKUP(D116,Arkusz!A:K,11,FALSE)=0,\"Na zapytanie\",VLOOKUP(D116,Arkusz!A:K,11,FALSE))),(VLOOKUP(D116,Arkusz!A:K,5,FALSE))),\"Na zapytanie\")","v":"Na zapytanie"},"",{"$f":"IFERROR(IF(VLOOKUP(D116,Arkusz!A:H,5,FALSE)=0,IF(H116=\"Na zapytanie\",\"\",\"EUR\"),\"PLN\"),\"\")","v":""}]
[null,null,null,"C14-1110-15,0",{"$f":"IFERROR(VLOOKUP(D117,Arkusz!A:H,3,FALSE),\"Brak towaru\")","v":"Patchcord CobiCabling RJ45-RJ45 kat. 6A U/UTP LSOH 15m żółty"},{"$f":"IFERROR(VLOOKUP(D117,Arkusz!A:H,6,FALSE),\"-\")","v":"Cobi Cu kable krosowe"},0.0,{"$f":"IFERROR(IF(VLOOKUP(D117,Arkusz!A:K,5,FALSE)=0,(IF(VLOOKUP(D117,Arkusz!A:K,11,FALSE)=0,\"Na zapytanie\",VLOOKUP(D117,Arkusz!A:K,11,FALSE))),(VLOOKUP(D117,Arkusz!A:K,5,FALSE))),\"Na zapytanie\")","v":"Na zapytanie"},"",{"$f":"IFERROR(IF(VLOOKUP(D117,Arkusz!A:H,5,FALSE)=0,IF(H117=\"Na zapytanie\",\"\",\"EUR\"),\"PLN\"),\"\")","v":""}]
[null,null,null,"Kolor zielony RAL6016"]
[null,null,null,"C14-1120-0,25",{"$f":"IFERROR(VLOOKUP(D119,Arkusz!A:H,3,FALSE),\"Brak towaru\")","v":"Patchcord CobiCabling RJ45-RJ45 kat. 6A U/UTP LSOH 0,25m zielony"},{"$f":"IFERROR(VLOOKUP(D119,Arkusz!A:H,6,FALSE),\"-\")","v":"Cobi Cu kable krosowe"},0.0,{"$f":"IFERROR(IF(VLOOKUP(D119,Arkusz!A:K,5,FALSE)=0,(IF(VLOOKUP(D119,Arkusz!A:K,11,FALSE)=0,\"Na zapytanie\",VLOOKUP(D119,Arkusz!A:K,11,FALSE))),(VLOOKUP(D119,Arkusz!A:K,5,FALSE))),\"Na zapytanie\")","v":8.72},{"$f":"IFERROR(IF(H119=\"Na zapytanie\",\"\",H119*(1-G119)),\"\")","v":8.72},{"$f":"IFERROR(IF(VLOOKUP(D119,Arkusz!A:H,5,FALSE)=0,IF(H119=\"Na zapytanie\",\"\",\"EUR\"),\"PLN\"),\"\")","v":"PLN"}]
[null,null,null,"C14-1120-0,5",{"$f":"IFERROR(VLOOKUP(D120,Arkusz!A:H,3,FALSE),\"Brak towaru\")","v":"Patchcord CobiCabling RJ45-RJ45 kat. 6A U/UTP LSOH 0,5m zielony"},{"$f":"IFERROR(VLOOKUP(D120,Arkusz!A:H,6,FALSE),\"-\")","v":"Cobi Cu kable krosowe"},0.0,{"$f":"IFERROR(IF(VLOOKUP(D120,Arkusz!A:K,5,FALSE)=0,(IF(VLOOKUP(D120,Arkusz!A:K,11,FALSE)=0,\"Na zapytanie\",VLOOKUP(D120,Arkusz!A:K,11,FALSE))),(VLOOKUP(D120,Arkusz!A:K,5,FALSE))),\"Na zapytanie\")","v":9.72},9.72,{"$f":"IFERROR(IF(VLOOKUP(D120,Arkusz!A:H,5,FALSE)=0,IF(H120=\"Na zapytanie\",\"\",\"EUR\"),\"PLN\"),\"\")","v":"PLN"}]
[null,null,null,"C14-1120-1,0",{"$f":"IFERROR(VLOOKUP(D121,Arkusz!A:H,3,FALSE),\"Brak towaru\")","v":"Patchcord CobiCabling RJ45-RJ45 kat. 6A U/UTP LSOH 1m zielony"},{"$f":"IFERROR(VLOOKUP(D121,Arkusz!A:H,6,FALSE),\"-\")","v":"Cobi Cu kable krosowe"},0.0,{"$f":"IFERROR(IF(VLOOKUP(D121,Arkusz!A:K,5,FALSE)=0,(IF(VLOOKUP(D121,Arkusz!A:K,11,FALSE)=0,\"Na zapytanie\",VLOOKUP(D121,Arkusz!A:K,11,FALSE))),(VLOOKUP(D121,Arkusz!A:K,5,FALSE))),\"Na zapytanie\")","v":11.96},11.96,{"$f":"IFERROR(IF(VLOOKUP(D121,Arkusz!A:H,5,FALSE)=0,IF(H121=\"Na zapytanie\",\"\",\"EUR\"),\"PLN\"),\"\")","v":"PLN"}]
[null,null,null,"C14-1120-1,5",{"$f":"IFERROR(VLOOKUP(D122,Arkusz!A:H,3,FALSE),\"Brak towaru\")","v":"Patchcord CobiCabling RJ45-RJ45 kat. 6A U/UTP LSOH 1,5m zielony"},{"$f":"IFERROR(VLOOKUP(D122,Arkusz!A:H,6,FALSE),\"-\")","v":"Cobi Cu kable krosowe"},0.0,{"$f":"IFERROR(IF(VLOOKUP(D122,Arkusz!A:K,5,FALSE)=0,(IF(VLOOKUP(D122,Arkusz!A:K,11,FALSE)=0,\"Na zapytanie\",VLOOKUP(D122,Arkusz!A:K,11,FALSE))),(VLOOKUP(D122,Arkusz!A:K,5,FALSE))),\"Na zapytanie\")","v":14.52},14.52,{"$f":"IFERROR(IF(VLOOKUP(D122,Arkusz!A:H,5,FALSE)=0,IF(H122=\"Na zapytanie\",\"\",\"EUR\"),\"PLN\"),\"\")","v":"PLN"}]
[null,null,null,"C14-1120-2,0",{"$f":"IFERROR(VLOOKUP(D123,Arkusz!A:H,3,FALSE),\"Brak towaru\")","v":"Patchcord CobiCabling RJ45-RJ45 kat. 6A U/UTP LSOH 2m zielony"},{"$f":"IFERROR(VLOOKUP(D123,Arkusz!A:H,6,FALSE),\"-\")","v":"Cobi Cu kable krosowe"},0.0,{"$f":"IFERROR(IF(VLOOKUP(D123,Arkusz!A:K,5,FALSE)=0,(IF(VLOOKUP(D123,Arkusz!A:K,11,FALSE)=0,\"Na zapytanie\",VLOOKUP(D123,Arkusz!A:K,11,FALSE))),(VLOOKUP(D123,Arkusz!A:K,5,FALSE))),\"Na zapytanie\")","v":16.72},16.72,{"$f":"IFERROR(IF(VLOOKUP(D123,Arkusz!A:H,5,FALSE)=0,IF(H123=\"Na zapytanie\",\"\",\"EUR\"),\"PLN\"),\"\")","v":"PLN"}]
[null,null,null,"C14-1120-3,0",{"$f":"IFERROR(VLOOKUP(D124,Arkusz!A:H,3,FALSE),\"Brak towaru\")","v":"Patchcord CobiCabling RJ45-RJ45 kat. 6A U/UTP LSOH 3m zielony"},{"$f":"IFERROR(VLOOKUP(D124,Arkusz!A:H,6,FALSE),\"-\")","v":"Cobi Cu kable krosowe"},0.0,{"$f":"IFERROR(IF(VLOOKUP(D124,Arkusz!A:K,5,FALSE)=0,(IF(VLOOKUP(D124,Arkusz!A:K,11,FALSE)=0,\"Na zapytanie\",VLOOKUP(D124,Arkusz!A:K,11,FALSE))),(VLOOKUP(D124,Arkusz!A:K,5,FALSE))),\"Na zapytanie\")","v":21.52},21.52,{"$f":"IFERROR(IF(VLOOKUP(D124,Arkusz!A:H,5,FALSE)=0,IF(H124=\"Na zapytanie\",\"\",\"EUR\"),\"PLN\"),\"\")","v":"PLN"}]
[null,null,null,"C14-1120-5,0",{"$f":"IFERROR(VLOOKUP(D125,Arkusz!A:H,3,FALSE),\"Brak towaru\")","v":"Patchcord CobiCabling RJ45-RJ45 kat. 6A U/UTP LSOH 5m zielony"},{"$f":"IFERROR(VLOOKUP(D125,Arkusz!A:H,6,FALSE),\"-\")","v":"Cobi Cu kable krosowe"},0.0,{"$f":"IFERROR(IF(VLOOKUP(D125,Arkusz!A:K,5,FALSE)=0,(IF(VLOOKUP(D125,Arkusz!A:K,11,FALSE)=0,\"Na zapytanie\",VLOOKUP(D125,Arkusz!A:K,11,FALSE))),(VLOOKUP(D125,Arkusz!A:K,5,FALSE))),\"Na zapytanie\")","v":30.4},30.4,{"$f":"IFERROR(IF(VLOOKUP(D125,Arkusz!A:H,5,FALSE)=0,IF(H125=\"Na zapytanie\",\"\",\"EUR\"),\"PLN\"),\"\")","v":"PLN"}]
[null,null,null,"C14-1120-7,5",{"$f":"IFERROR(VLOOKUP(D126,Arkusz!A:H,3,FALSE),\"Brak towaru\")","v":"Patchcord CobiCabling RJ45-RJ45 kat. 6A U/UTP LSOH 7,5m zielony"},{"$f":"IFERROR(VLOOKUP(D126,Arkusz!A:H,6,FALSE),\"-\")","v":"Cobi Cu kable krosowe"},0.0,{"$f":"IFERROR(IF(VLOOKUP(D126,Arkusz!A:K,5,FALSE)=0,(IF(VLOOKUP(D126,Arkusz!A:K,11,FALSE)=0,\"Na zapytanie\",VLOOKUP(D126,Arkusz!A:K,11,FALSE))),(VLOOKUP(D126,Arkusz!A:K,5,FALSE))),\"Na zapytanie\")","v":"Na zapytanie"},"",{"$f":"IFERROR(IF(VLOOKUP(D126,Arkusz!A:H,5,FALSE)=0,IF(H126=\"Na zapytanie\",\"\",\"EUR\"),\"PLN\"),\"\")","v":""}]
[null,null,null,"C14-1120-10,0",{"$f":"IFERROR(VLOOKUP(D127,Arkusz!A:H,3,FALSE),\"Brak towaru\")","v":"Patchcord CobiCabling RJ45-RJ45 kat. 6A U/UTP LSOH 10m zielony"},{"$f":"IFERROR(VLOOKUP(D127,Arkusz!A:H,6,FALSE),\"-\")","v":"Cobi Cu kable krosowe"},0.0,{"$f":"IFERROR(IF(VLOOKUP(D127,Arkusz!A:K,5,FALSE)=0,(IF(VLOOKUP(D127,Arkusz!A:K,11,FALSE)=0,\"Na zapytanie\",VLOOKUP(D127,Arkusz!A:K,11,FALSE))),(VLOOKUP(D127,Arkusz!A:K,5,FALSE))),\"Na zapytanie\")","v":"Na zapytanie"},"",{"$f":"IFERROR(IF(VLOOKUP(D127,Arkusz!A:H,5,FALSE)=0,IF(H127=\"Na zapytanie\",\"\",\"EUR\"),\"PLN\"),\"\")","v":""}]
[null,null,null,"C14-1120-15,0",{"$f":"IFERROR(VLOOKUP(D128,Arkusz!A:H,3,FALSE),\"Brak towaru\")","v":"Patchcord CobiCabling RJ45-RJ45 kat. 6A U/UTP LSOH 15m zielony"},{"$f":"IFERROR(VLOOKUP(D128,Arkusz!A:H,6,FALSE),\"-\")","v":"Cobi Cu kable krosowe"},0.0,{"$f":"IFERROR(IF(VLOOKUP(D128,Arkusz!A:K,5,FALSE)=0,(IF(VLOOKUP(D128,Arkusz!A:K,11,FALSE)=0,\"Na zapytanie\",VLOOKUP(D128,Arkusz!A:K,11,FALSE))),(VLOOKUP(D128,Arkusz!A:K,5,FALSE))),\"Na zapytanie\")","v":"Na zapytanie"},"",{"$f":"IFERROR(IF(VLOOKUP(D128,Arkusz!A:H,5,FALSE)=0,IF(H128=\"Na zapytanie\",\"\",\"EUR\"),\"PLN\"),\"\")","v":""}]
[null,null,null,"Kolor niebieski RAL5010"]
[null,null,null,"C14-1130-0,25",{"$f":"IFERROR(VLOOKUP(D130,Arkusz!A:H,3,FALSE),\"Brak towaru\")","v":"Patchcord CobiCabling RJ45-RJ45 kat. 6A U/UTP LSOH 0,25m niebieski"},{"$f":"IFERROR(VLOOKUP(D130,Arkusz!A:H,6,FALSE),\"-\")","v":"Cobi Cu kable krosowe"},0.0,{"$f":"IFERROR(IF(VLOOKUP(D130,Arkusz!A:K,5,FALSE)=0,(IF(VLOOKUP(D130,Arkusz!A:K,11,FALSE)=0,\"Na zapytanie\",VLOOKUP(D130,Arkusz!A:K,11,FALSE))),(VLOOKUP(D130,Arkusz!A:K,5,FALSE))),\"Na zapytanie\")","v":8.72},{"$f":"IFERROR(IF(H130=\"Na zapytanie\",\"\",H130*(1-G130)),\"\")","v":8.72},{"$f":"IFERROR(IF(VLOOKUP(D130,Arkusz!A:H,5,FALSE)=0,IF(H130=\"Na zapytanie\",\"\",\"EUR\"),\"PLN\"),\"\")","v":"PLN"}]
[null,null,null,"C14-1130-0,5",{"$f":"IFERROR(VLOOKUP(D131,Arkusz!A:H,3,FALSE),\"Brak towaru\")","v":"Patchcord CobiCabling RJ45-RJ45 kat. 6A U/UTP LSOH 0,5m niebieski"},{"$f":"IFERROR(VLOOKUP(D131,Arkusz!A:H,6,FALSE),\"-\")","v":"Cobi Cu kable krosowe"},0.0,{"$f":"IFERROR(IF(VLOOKUP(D131,Arkusz!A:K,5,FALSE)=0,(IF(VLOOKUP(D131,Arkusz!A:K,11,FALSE)=0,\"Na zapytanie\",VLOOKUP(D131,Arkusz!A:K,11,FALSE))),(VLOOKUP(D131,Arkusz!A:K,5,FALSE))),\"Na zapytanie\")","v":9.72},9.72,{"$f":"IFERROR(IF(VLOOKUP(D131,Arkusz!A:H,5,FALSE)=0,IF(H131=\"Na zapytanie\",\"\",\"EUR\"),\"PLN\"),\"\")","v":"PLN"}]
[null,null,null,"C14-1130-1,0",{"$f":"IFERROR(VLOOKUP(D132,Arkusz!A:H,3,FALSE),\"Brak towaru\")","v":"Patchcord CobiCabling RJ45-RJ45 kat. 6A U/UTP LSOH 1m niebieski"},{"$f":"IFERROR(VLOOKUP(D132,Arkusz!A:H,6,FALSE),\"-\")","v":"Cobi Cu kable krosowe"},0.0,{"$f":"IFERROR(IF(VLOOKUP(D132,Arkusz!A:K,5,FALSE)=0,(IF(VLOOKUP(D132,Arkusz!A:K,11,FALSE)=0,\"Na zapytanie\",VLOOKUP(D132,Arkusz!A:K,11,FALSE))),(VLOOKUP(D132,Arkusz!A:K,5,FALSE))),\"Na zapytanie\")","v":11.96},11.96,{"$f":"IFERROR(IF(VLOOKUP(D132,Arkusz!A:H,5,FALSE)=0,IF(H132=\"Na zapytanie\",\"\",\"EUR\"),\"PLN\"),\"\")","v":"PLN"}]
[null,null,null,"C14-1130-1,5",{"$f":"IFERROR(VLOOKUP(D133,Arkusz!A:H,3,FALSE),\"Brak towaru\")","v":"Patchcord CobiCabling RJ45-RJ45 kat. 6A U/UTP LSOH 1,5m niebieski"},{"$f":"IFERROR(VLOOKUP(D133,Arkusz!A:H,6,FALSE),\"-\")","v":"Cobi Cu kable krosowe"},0.0,{"$f":"IFERROR(IF(VLOOKUP(D133,Arkusz!A:K,5,FALSE)=0,(IF(VLOOKUP(D133,Arkusz!A:K,11,FALSE)=0,\"Na zapytanie\",VLOOKUP(D133,Arkusz!A:K,11,FALSE))),(VLOOKUP(D133,Arkusz!A:K,5,FALSE))),\"Na zapytanie\")","v":14.52},14.52,{"$f":"IFERROR(IF(VLOOKUP(D133,Arkusz!A:H,5,FALSE)=0,IF(H133=\"Na zapytanie\",\"\",\"EUR\"),\"PLN\"),\"\")","v":"PLN"}]
[null,null,null,"C14-1130-2,0",{"$f":"IFERROR(VLOOKUP(D134,Arkusz!A:H,3,FALSE),\"Brak towaru\")","v":"Patchcord CobiCabling RJ45-RJ45 kat. 6A U/UTP LSOH 2m niebieski"},{"$f":"IFERROR(VLOOKUP(D134,Arkusz!A:H,6,FALSE),\"-\")","v":"Cobi Cu kable krosowe"},0.0,{"$f":"IFERROR(IF(VLOOKUP(D134,Arkusz!A:K,5,FALSE)=0,(IF(VLOOKUP(D134,Arkusz!A:K,11,FALSE)=0,\"Na zapytanie\",VLOOKUP(D134,Arkusz!A:K,11,FALSE))),(VLOOKUP(D134,Arkusz!A:K,5,FALSE))),\"Na zapytanie\")","v":16.72},16.72,{"$f":"IFERROR(IF(VLOOKUP(D134,Arkusz!A:H,5,FALSE)=0,IF(H134=\"Na zapytanie\",\"\",\"EUR\"),\"PLN\"),\"\")","v":"PLN"}]
[null,null,null,"C14-1130-3,0",{"$f":"IFERROR(VLOOKUP(D135,Arkusz!A:H,3,FALSE),\"Brak towaru\")","v":"Patchcord CobiCabling RJ45-RJ45 kat. 6A U/UTP LSOH 3m niebieski"},{"$f":"IFERROR(VLOOKUP(D135,Arkusz!A:H,6,FALSE),\"-\")","v":"Cobi Cu kable krosowe"},0.0,{"$f":"IFERROR(IF(VLOOKUP(D135,Arkusz!A:K,5,FALSE)=0,(IF(VLOOKUP(D135,Arkusz!A:K,11,FALSE)=0,\"Na zapytanie\",VLOOKUP(D135,Arkusz!A:K,11,FALSE))),(VLOOKUP(D135,Arkusz!A:K,5,FALSE))),\"Na zapytanie\")","v":21.52},21.52,{"$f":"IFERROR(IF(VLOOKUP(D135,Arkusz!A:H,5,FALSE)=0,IF(H135=\"Na zapytanie\",\"\",\"EUR\"),\"PLN\"),\"\")","v":"PLN"}]
[null,null,null,"C14-1130-5,0",{"$f":"IFERROR(VLOOKUP(D136,Arkusz!A:H,3,FALSE),\"Brak towaru\")","v":"Patchcord CobiCabling RJ45-RJ45 kat. 6A U/UTP LSOH 5m niebieski"},{"$f":"IFERROR(VLOOKUP(D136,Arkusz!A:H,6,FALSE),\"-\")","v":"Cobi Cu kable krosowe"},0.0,{"$f":"IFERROR(IF(VLOOKUP(D136,Arkusz!A:K,5,FALSE)=0,(IF(VLOOKUP(D136,Arkusz!A:K,11,FALSE)=0,\"Na zapytanie\",VLOOKUP(D136,Arkusz!A:K,11,FALSE))),(VLOOKUP(D136,Arkusz!A:K,5,FALSE))),\"Na zapytanie\")","v":30.4},30.4,{"$f":"IFERROR(IF(VLOOKUP(D136,Arkusz!A:H,5,FALSE)=0,IF(H136=\"Na zapytanie\",\"\",\"EUR\"),\"PLN\"),\"\")","v":"PLN"}]
[null,null,null,"C14-1130-7,5",{"$f":"IFERROR(VLOOKUP(D137,Arkusz!A:H,3,FALSE),\"Brak towaru\")","v":"Patchcord CobiCabling RJ45-RJ45 kat. 6A U/UTP LSOH 7,m niebieski"},{"$f":"IFERROR(VLOOKUP(D137,Arkusz!A:H,6,FALSE),\"-\")","v":"Cobi Cu kable krosowe"},0.0,{"$f":"IFERROR(IF(VLOOKUP(D137,Arkusz!A:K,5,FALSE)=0,(IF(VLOOKUP(D137,Arkusz!A:K,11,FALSE)=0,\"Na zapytanie\",VLOOKUP(D137,Arkusz!A:K,11,FALSE))),(VLOOKUP(D137,Arkusz!A:K,5,FALSE))),\"Na zapytanie\")","v":"Na zapytanie"},"",{"$f":"IFERROR(IF(VLOOKUP(D137,Arkusz!A:H,5,FALSE)=0,IF(H137=\"Na zapytanie\",\"\",\"EUR\"),\"PLN\"),\"\")","v":""}]
[null,null,null,"C14-1130-10,0",{"$f":"IFERROR(VLOOKUP(D138,Arkusz!A:H,3,FALSE),\"Brak towaru\")","v":"Patchcord CobiCabling RJ45-RJ45 kat. 6A U/UTP LSOH 10m niebieski"},{"$f":"IFERROR(VLOOKUP(D138,Arkusz!A:H,6,FALSE),\"-\")","v":"Cobi Cu kable krosowe"},0.0,{"$f":"IFERROR(IF(VLOOKUP(D138,Arkusz!A:K,5,FALSE)=0,(IF(VLOOKUP(D138,Arkusz!A:K,11,FALSE)=0,\"Na zapytanie\",VLOOKUP(D138,Arkusz!A:K,11,FALSE))),(VLOOKUP(D138,Arkusz!A:K,5,FALSE))),\"Na zapytanie\")","v":"Na zapytanie"},"",{"$f":"IFERROR(IF(VLOOKUP(D138,Arkusz!A:H,5,FALSE)=0,IF(H138=\"Na zapytanie\",\"\",\"EUR\"),\"PLN\"),\"\")","v":""}]
[null,null,null,"C14-1130-15,0",{"$f":"IFERROR(VLOOKUP(D139,Arkusz!A:H,3,FALSE),\"Brak towaru\")","v":"Patchcord CobiCabling RJ45-RJ45 kat. 6A U/UTP LSOH 15m niebieski"},{"$f":"IFERROR(VLOOKUP(D139,Arkusz!A:H,6,FALSE),\"-\")","v":"Cobi Cu kable krosowe"},0.0,{"$f":"IFERROR(IF(VLOOKUP(D139,Arkusz!A:K,5,FALSE)=0,(IF(VLOOKUP(D139,Arkusz!A:K,11,FALSE)=0,\"Na zapytanie\",VLOOKUP(D139,Arkusz!A:K,11,FALSE))),(VLOOKUP(D139,Arkusz!A:K,5,FALSE))),\"Na zapytanie\")","v":"Na zapytanie"},"",{"$f":"IFERROR(IF(VLOOKUP(D139,Arkusz!A:H,5,FALSE)=0,IF(H139=\"Na zapytanie\",\"\",\"EUR\"),\"PLN\"),\"\")","v":""}]
[null,null,null,"Kolor czerwony RAL3000"]
[null,null,null,"C14-1140-0,25",{"$f":"IFERROR(VLOOKUP(D141,Arkusz!A:H,3,FALSE),\"Brak towaru\")","v":"Patchcord CobiCabling RJ45-RJ45 kat. 6A U/UTP LSOH 0,25m czerwony"},{"$f":"IFERROR(VLOOKUP(D141,Arkusz!A:H,6,FALSE),\"-\")","v":"Cobi Cu kable krosowe"},0.0,{"$f":"IFERROR(IF(VLOOKUP(D141,Arkusz!A:K,5,FALSE)=0,(IF(VLOOKUP(D141,Arkusz!A:K,11,FALSE)=0,\"Na zapytanie\",VLOOKUP(D141,Arkusz!A:K,11,FALSE))),(VLOOKUP(D141,Arkusz!A:K,5,FALSE))),\"Na zapytanie\")","v":8.72},{"$f":"IFERROR(IF(H141=\"Na zapytanie\",\"\",H141*(1-G141)),\"\")","v":8.72},{"$f":"IFERROR(IF(VLOOKUP(D141,Arkusz!A:H,5,FALSE)=0,IF(H141=\"Na zapytanie\",\"\",\"EUR\"),\"PLN\"),\"\")","v":"PLN"}]
[null,null,null,"C14-1140-0,5",{"$f":"IFERROR(VLOOKUP(D142,Arkusz!A:H,3,FALSE),\"Brak towaru\")","v":"Patchcord CobiCabling RJ45-RJ45 kat. 6A U/UTP LSOH 0,5m czerwony"},{"$f":"IFERROR(VLOOKUP(D142,Arkusz!A:H,6,FALSE),\"-\")","v":"Cobi Cu kable krosowe"},0.0,{"$f":"IFERROR(IF(VLOOKUP(D142,Arkusz!A:K,5,FALSE)=0,(IF(VLOOKUP(D142,Arkusz!A:K,11,FALSE)=0,\"Na zapytanie\",VLOOKUP(D142,Arkusz!A:K,11,FALSE))),(VLOOKUP(D142,Arkusz!A:K,5,FALSE))),\"Na zapytanie\")","v":9.72},9.72,{"$f":"IFERROR(IF(VLOOKUP(D142,Arkusz!A:H,5,FALSE)=0,IF(H142=\"Na zapytanie\",\"\",\"EUR\"),\"PLN\"),\"\")","v":"PLN"}]
[null,null,null,"C14-1140-1,0",{"$f":"IFERROR(VLOOKUP(D143,Arkusz!A:H,3,FALSE),\"Brak towaru\")","v":"Patchcord CobiCabling RJ45-RJ45 kat. 6A U/UTP LSOH 1m czerwony"},{"$f":"IFERROR(VLOOKUP(D143,Arkusz!A:H,6,FALSE),\"-\")","v":"Cobi Cu kable krosowe"},0.0,{"$f":"IFERROR(IF(VLOOKUP(D143,Arkusz!A:K,5,FALSE)=0,(IF(VLOOKUP(D143,Arkusz!A:K,11,FALSE)=0,\"Na zapytanie\",VLOOKUP(D143,Arkusz!A:K,11,FALSE))),(VLOOKUP(D143,Arkusz!A:K,5,FALSE))),\"Na zapytanie\")","v":11.96},11.96,{"$f":"IFERROR(IF(VLOOKUP(D143,Arkusz!A:H,5,FALSE)=0,IF(H143=\"Na zapytanie\",\"\",\"EUR\"),\"PLN\"),\"\")","v":"PLN"}]
[null,null,null,"C14-1140-1,5",{"$f":"IFERROR(VLOOKUP(D144,Arkusz!A:H,3,FALSE),\"Brak towaru\")","v":"Patchcord CobiCabling RJ45-RJ45 kat. 6A U/UTP LSOH 1,5m czerwony"},{"$f":"IFERROR(VLOOKUP(D144,Arkusz!A:H,6,FALSE),\"-\")","v":"Cobi Cu kable krosowe"},0.0,{"$f":"IFERROR(IF(VLOOKUP(D144,Arkusz!A:K,5,FALSE)=0,(IF(VLOOKUP(D144,Arkusz!A:K,11,FALSE)=0,\"Na zapytanie\",VLOOKUP(D144,Arkusz!A:K,11,FALSE))),(VLOOKUP(D144,Arkusz!A:K,5,FALSE))),\"Na zapytanie\")","v":14.52},14.52,{"$f":"IFERROR(IF(VLOOKUP(D144,Arkusz!A:H,5,FALSE)=0,IF(H144=\"Na zapytanie\",\"\",\"EUR\"),\"PLN\"),\"\")","v":"PLN"}]
[null,null,null,"C14-1140-2,0",{"$f":"IFERROR(VLOOKUP(D145,Arkusz!A:H,3,FALSE),\"Brak towaru\")","v":"Patchcord CobiCabling RJ45-RJ45 kat. 6A U/UTP LSOH 2m czerwony"},{"$f":"IFERROR(VLOOKUP(D145,Arkusz!A:H,6,FALSE),\"-\")","v":"Cobi Cu kable krosowe"},0.0,{"$f":"IFERROR(IF(VLOOKUP(D145,Arkusz!A:K,5,FALSE)=0,(IF(VLOOKUP(D145,Arkusz!A:K,11,FALSE)=0,\"Na zapytanie\",VLOOKUP(D145,Arkusz!A:K,11,FALSE))),(VLOOKUP(D145,Arkusz!A:K,5,FALSE))),\"Na zapytanie\")","v":16.72},16.72,{"$f":"IFERROR(IF(VLOOKUP(D145,Arkusz!A:H,5,FALSE)=0,IF(H145=\"Na zapytanie\",\"\",\"EUR\"),\"PLN\"),\"\")","v":"PLN"}]
[null,null,null,"C14-1140-3,0",{"$f":"IFERROR(VLOOKUP(D146,Arkusz!A:H,3,FALSE),\"Brak towaru\")","v":"Patchcord CobiCabling RJ45-RJ45 kat. 6A U/UTP LSOH 3m czerwony"},{"$f":"IFERROR(VLOOKUP(D146,Arkusz!A:H,6,FALSE),\"-\")","v":"Cobi Cu kable krosowe"},0.0,{"$f":"IFERROR(IF(VLOOKUP(D146,Arkusz!A:K,5,FALSE)=0,(IF(VLOOKUP(D146,Arkusz!A:K,11,FALSE)=0,\"Na zapytanie\",VLOOKUP(D146,Arkusz!A:K,11,FALSE))),(VLOOKUP(D146,Arkusz!A:K,5,FALSE))),\"Na zapytanie\")","v":21.52},21.52,{"$f":"IFERROR(IF(VLOOKUP(D146,Arkusz!A:H,5,FALSE)=0,IF(H146=\"Na zapytanie\",\"\",\"EUR\"),\"PLN\"),\"\")","v":"PLN"}]
[null,null,null,"C14-1140-5,0",{"$f":"IFERROR(VLOOKUP(D147,Arkusz!A:H,3,FALSE),\"Brak towaru\")","v":"Patchcord CobiCabling RJ45-RJ45 kat. 6A U/UTP LSOH 5m czerwony"},{"$f":"IFERROR(VLOOKUP(D147,Arkusz!A:H,6,FALSE),\"-\")","v":"Cobi Cu kable krosowe"},0.0,{"$f":"IFERROR(IF(VLOOKUP(D147,Arkusz!A:K,5,FALSE)=0,(IF(VLOOKUP(D147,Arkusz!A:K,11,FALSE)=0,\"Na zapytanie\",VLOOKUP(D147,Arkusz!A:K,11,FALSE))),(VLOOKUP(D147,Arkusz!A:K,5,FALSE))),\"Na zapytanie\")","v":30.4},30.4,{"$f":"IFERROR(IF(VLOOKUP(D147,Arkusz!A:H,5,FALSE)=0,IF(H147=\"Na zapytanie\",\"\",\"EUR\"),\"PLN\"),\"\")","v":"PLN"}]
[null,null,null,"C14-1140-7,5",{"$f":"IFERROR(VLOOKUP(D148,Arkusz!A:H,3,FALSE),\"Brak towaru\")","v":"Patchcord CobiCabling RJ45-RJ45 kat. 6A U/UTP LSOH 7,5m czerwony"},{"$f":"IFERROR(VLOOKUP(D148,Arkusz!A:H,6,FALSE),\"-\")","v":"Cobi Cu kable krosowe"},0.0,{"$f":"IFERROR(IF(VLOOKUP(D148,Arkusz!A:K,5,FALSE)=0,(IF(VLOOKUP(D148,Arkusz!A:K,11,FALSE)=0,\"Na zapytanie\",VLOOKUP(D148,Arkusz!A:K,11,FALSE))),(VLOOKUP(D148,Arkusz!A:K,5,FALSE))),\"Na zapytanie\")","v":"Na zapytanie"},"",{"$f":"IFERROR(IF(VLOOKUP(D148,Arkusz!A:H,5,FALSE)=0,IF(H148=\"Na zapytanie\",\"\",\"EUR\"),\"PLN\"),\"\")","v":""}]
[null,null,null,"C14-1140-10,0",{"$f":"IFERROR(VLOOKUP(D149,Arkusz!A:H,3,FALSE),\"Brak towaru\")","v":"Patchcord CobiCabling RJ45-RJ45 kat. 6A U/UTP LSOH 10m czerwony"},{"$f":"IFERROR(VLOOKUP(D149,Arkusz!A:H,6,FALSE),\"-\")","v":"Cobi Cu kable krosowe"},0.0,{"$f":"IFERROR(IF(VLOOKUP(D149,Arkusz!A:K,5,FALSE)=0,(IF(VLOOKUP(D149,Arkusz!A:K,11,FALSE)=0,\"Na zapytanie\",VLOOKUP(D149,Arkusz!A:K,11,FALSE))),(VLOOKUP(D149,Arkusz!A:K,5,FALSE))),\"Na zapytanie\")","v":"Na zapytanie"},"",{"$f":"IFERROR(IF(VLOOKUP(D149,Arkusz!A:H,5,FALSE)=0,IF(H149=\"Na zapytanie\",\"\",\"EUR\"),\"PLN\"),\"\")","v":""}]
[null,null,null,"C14-1140-15,0",{"$f":"IFERROR(VLOOKUP(D150,Arkusz!A:H,3,FALSE),\"Brak towaru\")","v":"Patchcord CobiCabling RJ45-RJ45 kat. 6A U/UTP LSOH 15m czerwony"},{"$f":"IFERROR(VLOOKUP(D150,Arkusz!A:H,6,FALSE),\"-\")","v":"Cobi Cu kable krosowe"},0.0,{"$f":"IFERROR(IF(VLOOKUP(D150,Arkusz!A:K,5,FALSE)=0,(IF(VLOOKUP(D150,Arkusz!A:K,11,FALSE)=0,\"Na zapytanie\",VLOOKUP(D150,Arkusz!A:K,11,FALSE))),(VLOOKUP(D150,Arkusz!A:K,5,FALSE))),\"Na zapytanie\")","v":"Na zapytanie"},"",{"$f":"IFERROR(IF(VLOOKUP(D150,Arkusz!A:H,5,FALSE)=0,IF(H150=\"Na zapytanie\",\"\",\"EUR\"),\"PLN\"),\"\")","v":""}]
[null,null,null,"Kolor czarny RAL9005"]
[null,null,null,"C14-1150-0,25",{"$f":"IFERROR(VLOOKUP(D152,Arkusz!A:H,3,FALSE),\"Brak towaru\")","v":"Patchcord CobiCabling RJ45-RJ45 kat. 6A U/UTP LSOH 0,25m czarny"},{"$f":"IFERROR(VLOOKUP(D152,Arkusz!A:H,6,FALSE),\"-\")","v":"Cobi Cu kable krosowe"},0.0,{"$f":"IFERROR(IF(VLOOKUP(D152,Arkusz!A:K,5,FALSE)=0,(IF(VLOOKUP(D152,Arkusz!A:K,11,FALSE)=0,\"Na zapytanie\",VLOOKUP(D152,Arkusz!A:K,11,FALSE))),(VLOOKUP(D152,Arkusz!A:K,5,FALSE))),\"Na zapytanie\")","v":8.72},{"$f":"IFERROR(IF(H152=\"Na zapytanie\",\"\",H152*(1-G152)),\"\")","v":8.72},{"$f":"IFERROR(IF(VLOOKUP(D152,Arkusz!A:H,5,FALSE)=0,IF(H152=\"Na zapytanie\",\"\",\"EUR\"),\"PLN\"),\"\")","v":"PLN"}]
[null,null,null,"C14-1150-0,5",{"$f":"IFERROR(VLOOKUP(D153,Arkusz!A:H,3,FALSE),\"Brak towaru\")","v":"Patchcord CobiCabling RJ45-RJ45 kat. 6A U/UTP LSOH 0,5m czarny"},{"$f":"IFERROR(VLOOKUP(D153,Arkusz!A:H,6,FALSE),\"-\")","v":"Cobi Cu kable krosowe"},0.0,{"$f":"IFERROR(IF(VLOOKUP(D153,Arkusz!A:K,5,FALSE)=0,(IF(VLOOKUP(D153,Arkusz!A:K,11,FALSE)=0,\"Na zapytanie\",VLOOKUP(D153,Arkusz!A:K,11,FALSE))),(VLOOKUP(D153,Arkusz!A:K,5,FALSE))),\"Na zapytanie\")","v":9.72},9.72,{"$f":"IFERROR(IF(VLOOKUP(D153,Arkusz!A:H,5,FALSE)=0,IF(H153=\"Na zapytanie\",\"\",\"EUR\"),\"PLN\"),\"\")","v":"PLN"}]
[null,null,null,"C14-1150-1,0",{"$f":"IFERROR(VLOOKUP(D154,Arkusz!A:H,3,FALSE),\"Brak towaru\")","v":"Patchcord CobiCabling RJ45-RJ45 kat. 6A U/UTP LSOH 1m czarny"},{"$f":"IFERROR(VLOOKUP(D154,Arkusz!A:H,6,FALSE),\"-\")","v":"Cobi Cu kable krosowe"},0.0,{"$f":"IFERROR(IF(VLOOKUP(D154,Arkusz!A:K,5,FALSE)=0,(IF(VLOOKUP(D154,Arkusz!A:K,11,FALSE)=0,\"Na zapytanie\",VLOOKUP(D154,Arkusz!A:K,11,FALSE))),(VLOOKUP(D154,Arkusz!A:K,5,FALSE))),\"Na zapytanie\")","v":11.96},11.96,{"$f":"IFERROR(IF(VLOOKUP(D154,Arkusz!A:H,5,FALSE)=0,IF(H154=\"Na zapytanie\",\"\",\"EUR\"),\"PLN\"),\"\")","v":"PLN"}]
[null,null,null,"C14-1150-1,5",{"$f":"IFERROR(VLOOKUP(D155,Arkusz!A:H,3,FALSE),\"Brak towaru\")","v":"Patchcord CobiCabling RJ45-RJ45 kat. 6A U/UTP LSOH 1,5m czarny"},{"$f":"IFERROR(VLOOKUP(D155,Arkusz!A:H,6,FALSE),\"-\")","v":"Cobi Cu kable krosowe"},0.0,{"$f":"IFERROR(IF(VLOOKUP(D155,Arkusz!A:K,5,FALSE)=0,(IF(VLOOKUP(D155,Arkusz!A:K,11,FALSE)=0,\"Na zapytanie\",VLOOKUP(D155,Arkusz!A:K,11,FALSE))),(VLOOKUP(D155,Arkusz!A:K,5,FALSE))),\"Na zapytanie\")","v":14.52},14.52,{"$f":"IFERROR(IF(VLOOKUP(D155,Arkusz!A:H,5,FALSE)=0,IF(H155=\"Na zapytanie\",\"\",\"EUR\"),\"PLN\"),\"\")","v":"PLN"}]
[null,null,null,"C14-1150-2,0",{"$f":"IFERROR(VLOOKUP(D156,Arkusz!A:H,3,FALSE),\"Brak towaru\")","v":"Patchcord CobiCabling RJ45-RJ45 kat. 6A U/UTP LSOH 2m czarny"},{"$f":"IFERROR(VLOOKUP(D156,Arkusz!A:H,6,FALSE),\"-\")","v":"Cobi Cu kable krosowe"},0.0,{"$f":"IFERROR(IF(VLOOKUP(D156,Arkusz!A:K,5,FALSE)=0,(IF(VLOOKUP(D156,Arkusz!A:K,11,FALSE)=0,\"Na zapytanie\",VLOOKUP(D156,Arkusz!A:K,11,FALSE))),(VLOOKUP(D156,Arkusz!A:K,5,FALSE))),\"Na zapytanie\")","v":16.72},16.72,{"$f":"IFERROR(IF(VLOOKUP(D156,Arkusz!A:H,5,FALSE)=0,IF(H156=\"Na zapytanie\",\"\",\"EUR\"),\"PLN\"),\"\")","v":"PLN"}]
[null,null,null,"C14-1150-3,0",{"$f":"IFERROR(VLOOKUP(D157,Arkusz!A:H,3,FALSE),\"Brak towaru\")","v":"Patchcord CobiCabling RJ45-RJ45 kat. 6A U/UTP LSOH 3m czarny"},{"$f":"IFERROR(VLOOKUP(D157,Arkusz!A:H,6,FALSE),\"-\")","v":"Cobi Cu kable krosowe"},0.0,{"$f":"IFERROR(IF(VLOOKUP(D157,Arkusz!A:K,5,FALSE)=0,(IF(VLOOKUP(D157,Arkusz!A:K,11,FALSE)=0,\"Na zapytanie\",VLOOKUP(D157,Arkusz!A:K,11,FALSE))),(VLOOKUP(D157,Arkusz!A:K,5,FALSE))),\"Na zapytanie\")","v":21.52},21.52,{"$f":"IFERROR(IF(VLOOKUP(D157,Arkusz!A:H,5,FALSE)=0,IF(H157=\"Na zapytanie\",\"\",\"EUR\"),\"PLN\"),\"\")","v":"PLN"}]
[null,null,null,"C14-1150-5,0",{"$f":"IFERROR(VLOOKUP(D158,Arkusz!A:H,3,FALSE),\"Brak towaru\")","v":"Patchcord CobiCabling RJ45-RJ45 kat. 6A U/UTP LSOH 5m czarny"},{"$f":"IFERROR(VLOOKUP(D158,Arkusz!A:H,6,FALSE),\"-\")","v":"Cobi Cu kable krosowe"},0.0,{"$f":"IFERROR(IF(VLOOKUP(D158,Arkusz!A:K,5,FALSE)=0,(IF(VLOOKUP(D158,Arkusz!A:K,11,FALSE)=0,\"Na zapytanie\",VLOOKUP(D158,Arkusz!A:K,11,FALSE))),(VLOOKUP(D158,Arkusz!A:K,5,FALSE))),\"Na zapytanie\")","v":30.4},30.4,{"$f":"IFERROR(IF(VLOOKUP(D158,Arkusz!A:H,5,FALSE)=0,IF(H158=\"Na zapytanie\",\"\",\"EUR\"),\"PLN\"),\"\")","v":"PLN"}]
[null,null,null,"C14-1150-7,5",{"$f":"IFERROR(VLOOKUP(D159,Arkusz!A:H,3,FALSE),\"Brak towaru\")","v":"Patchcord CobiCabling RJ45-RJ45 kat. 6A U/UTP LSOH 7,5m czarny"},{"$f":"IFERROR(VLOOKUP(D159,Arkusz!A:H,6,FALSE),\"-\")","v":"Cobi Cu kable krosowe"},0.0,{"$f":"IFERROR(IF(VLOOKUP(D159,Arkusz!A:K,5,FALSE)=0,(IF(VLOOKUP(D159,Arkusz!A:K,11,FALSE)=0,\"Na zapytanie\",VLOOKUP(D159,Arkusz!A:K,11,FALSE))),(VLOOKUP(D159,Arkusz!A:K,5,FALSE))),\"Na zapytanie\")","v":"Na zapytanie"},"",{"$f":"IFERROR(IF(VLOOKUP(D159,Arkusz!A:H,5,FALSE)=0,IF(H159=\"Na zapytanie\",\"\",\"EUR\"),\"PLN\"),\"\")","v":""}]
[null,null,null,"C14-1150-10,0",{"$f":"IFERROR(VLOOKUP(D160,Arkusz!A:H,3,FALSE),\"Brak towaru\")","v":"Patchcord CobiCabling RJ45-RJ45 kat. 6A U/UTP LSOH 10m czarny"},{"$f":"IFERROR(VLOOKUP(D160,Arkusz!A:H,6,FALSE),\"-\")","v":"Cobi Cu kable krosowe"},0.0,{"$f":"IFERROR(IF(VLOOKUP(D160,Arkusz!A:K,5,FALSE)=0,(IF(VLOOKUP(D160,Arkusz!A:K,11,FALSE)=0,\"Na zapytanie\",VLOOKUP(D160,Arkusz!A:K,11,FALSE))),(VLOOKUP(D160,Arkusz!A:K,5,FALSE))),\"Na zapytanie\")","v":"Na zapytanie"},"",{"$f":"IFERROR(IF(VLOOKUP(D160,Arkusz!A:H,5,FALSE)=0,IF(H160=\"Na zapytanie\",\"\",\"EUR\"),\"PLN\"),\"\")","v":""}]
[null,null,null,"C14-1150-15,0",{"$f":"IFERROR(VLOOKUP(D161,Arkusz!A:H,3,FALSE),\"Brak towaru\")","v":"Patchcord CobiCabling RJ45-RJ45 kat. 6A U/UTP LSOH 15m czarny"},{"$f":"IFERROR(VLOOKUP(D161,Arkusz!A:H,6,FALSE),\"-\")","v":"Cobi Cu kable krosowe"},0.0,{"$f":"IFERROR(IF(VLOOKUP(D161,Arkusz!A:K,5,FALSE)=0,(IF(VLOOKUP(D161,Arkusz!A:K,11,FALSE)=0,\"Na zapytanie\",VLOOKUP(D161,Arkusz!A:K,11,FALSE))),(VLOOKUP(D161,Arkusz!A:K,5,FALSE))),\"Na zapytanie\")","v":"Na zapytanie"},"",{"$f":"IFERROR(IF(VLOOKUP(D161,Arkusz!A:H,5,FALSE)=0,IF(H161=\"Na zapytanie\",\"\",\"EUR\"),\"PLN\"),\"\")","v":""}]
[null,"CobiCabling kat. 6"]
[null,null,"Kable"]
[null,null,null,"C23-6340",{"$f":"IFERROR(VLOOKUP(D164,Arkusz!A:H,3,FALSE),\"Brak towaru\")","v":"Kabel CobiCabling kat. 6 F/UTP LSOH 450MHz Dca 500m"},{"$f":"IFERROR(VLOOKUP(D164,Arkusz!A:H,6,FALSE),\"-\")","v":"Cobi Cu kable"},0.0,{"$f":"IFERROR(IF(VLOOKUP(D164,Arkusz!A:K,5,FALSE)=0,(IF(VLOOKUP(D164,Arkusz!A:K,11,FALSE)=0,\"Na zapytanie\",VLOOKUP(D164,Arkusz!A:K,11,FALSE))),(VLOOKUP(D164,Arkusz!A:K,5,FALSE))),\"Na zapytanie\")","v":2.8},{"$f":"IFERROR(IF(H164=\"Na zapytanie\",\"\",H164*(1-G164)),\"\")","v":2.8},{"$f":"IFERROR(IF(VLOOKUP(D164,Arkusz!A:H,5,FALSE)=0,IF(H164=\"Na zapytanie\",\"\",\"EUR\"),\"PLN\"),\"\")","v":"PLN"}]
[null,null,null,"C13-6500",{"$f":"IFERROR(VLOOKUP(D165,Arkusz!A:H,3,FALSE),\"Brak towaru\")","v":"Kabel CobiCabling kat. 6+ U/UTP  LSOH 450MHz B2ca 500m"},{"$f":"IFERROR(VLOOKUP(D165,Arkusz!A:H,6,FALSE),\"-\")","v":"Cobi Cu kable"},0.0,{"$f":"IFERROR(IF(VLOOKUP(D165,Arkusz!A:K,5,FALSE)=0,(IF(VLOOKUP(D165,Arkusz!A:K,11,FALSE)=0,\"Na zapytanie\",VLOOKUP(D165,Arkusz!A:K,11,FALSE))),(VLOOKUP(D165,Arkusz!A:K,5,FALSE))),\"Na zapytanie\")","v":3.2},3.2,{"$f":"IFERROR(IF(VLOOKUP(D165,Arkusz!A:H,5,FALSE)=0,IF(H165=\"Na zapytanie\",\"\",\"EUR\"),\"PLN\"),\"\")","v":"PLN"}]
[null,null,null,"C13-6301-305",{"$f":"IFERROR(VLOOKUP(D166,Arkusz!A:H,3,FALSE),\"Brak towaru\")","v":"Kabel CobiCabling kat. 6+ U/UTP LSOH 350MHz Dca 305m"},{"$f":"IFERROR(VLOOKUP(D166,Arkusz!A:H,6,FALSE),\"-\")","v":"Cobi Cu kable"},0.0,{"$f":"IFERROR(IF(VLOOKUP(D166,Arkusz!A:K,5,FALSE)=0,(IF(VLOOKUP(D166,Arkusz!A:K,11,FALSE)=0,\"Na zapytanie\",VLOOKUP(D166,Arkusz!A:K,11,FALSE))),(VLOOKUP(D166,Arkusz!A:K,5,FALSE))),\"Na zapytanie\")","v":3.12},3.12,{"$f":"IFERROR(IF(VLOOKUP(D166,Arkusz!A:H,5,FALSE)=0,IF(H166=\"Na zapytanie\",\"\",\"EUR\"),\"PLN\"),\"\")","v":"PLN"}]
[null,null,null,"C13-6300",{"$f":"IFERROR(VLOOKUP(D167,Arkusz!A:H,3,FALSE),\"Brak towaru\")","v":"Kabel CobiCabling kat. 6+ U/UTP LSOH 450MHz Dca 500m AWG24"},{"$f":"IFERROR(VLOOKUP(D167,Arkusz!A:H,6,FALSE),\"-\")","v":"Cobi Cu kable"},0.0,{"$f":"IFERROR(IF(VLOOKUP(D167,Arkusz!A:K,5,FALSE)=0,(IF(VLOOKUP(D167,Arkusz!A:K,11,FALSE)=0,\"Na zapytanie\",VLOOKUP(D167,Arkusz!A:K,11,FALSE))),(VLOOKUP(D167,Arkusz!A:K,5,FALSE))),\"Na zapytanie\")","v":2.71},2.71,{"$f":"IFERROR(IF(VLOOKUP(D167,Arkusz!A:H,5,FALSE)=0,IF(H167=\"Na zapytanie\",\"\",\"EUR\"),\"PLN\"),\"\")","v":"PLN"}]
[null,null,null,"C13-6300-305",{"$f":"IFERROR(VLOOKUP(D168,Arkusz!A:H,3,FALSE),\"Brak towaru\")","v":"Kabel CobiCabling kat. 6+ U/UTP LSOH 450MHz Dca 305m AWG24"},{"$f":"IFERROR(VLOOKUP(D168,Arkusz!A:H,6,FALSE),\"-\")","v":"Cobi Cu kable"},0.0,{"$f":"IFERROR(IF(VLOOKUP(D168,Arkusz!A:K,5,FALSE)=0,(IF(VLOOKUP(D168,Arkusz!A:K,11,FALSE)=0,\"Na zapytanie\",VLOOKUP(D168,Arkusz!A:K,11,FALSE))),(VLOOKUP(D168,Arkusz!A:K,5,FALSE))),\"Na zapytanie\")","v":2.71},2.71,{"$f":"IFERROR(IF(VLOOKUP(D168,Arkusz!A:H,5,FALSE)=0,IF(H168=\"Na zapytanie\",\"\",\"EUR\"),\"PLN\"),\"\")","v":"PLN"}]
[null,null,"Moduły"]
[null,null,null,"C21-6000",{"$f":"IFERROR(VLOOKUP(D170,Arkusz!A:H,3,FALSE),\"Brak towaru\")","v":"Moduł CobiCabling kat. 6 STP RJ45 keystone beznarzędziowy"},{"$f":"IFERROR(VLOOKUP(D170,Arkusz!A:H,6,FALSE),\"-\")","v":"Cobi Cu okablowanie"},0.0,{"$f":"IFERROR(IF(VLOOKUP(D170,Arkusz!A:K,5,FALSE)=0,(IF(VLOOKUP(D170,Arkusz!A:K,11,FALSE)=0,\"Na zapytanie\",VLOOKUP(D170,Arkusz!A:K,11,FALSE))),(VLOOKUP(D170,Arkusz!A:K,5,FALSE))),\"Na zapytanie\")","v":15.28},{"$f":"IFERROR(IF(H170=\"Na zapytanie\",\"\",H170*(1-G170)),\"\")","v":15.28},{"$f":"IFERROR(IF(VLOOKUP(D170,Arkusz!A:H,5,FALSE)=0,IF(H170=\"Na zapytanie\",\"\",\"EUR\"),\"PLN\"),\"\")","v":"PLN"}]
[null,null,null,"C11-6000",{"$f":"IFERROR(VLOOKUP(D171,Arkusz!A:H,3,FALSE),\"Brak towaru\")","v":"Moduł CobiCabling kat. 6 UTP RJ45 keystone beznarzędziowy"},{"$f":"IFERROR(VLOOKUP(D171,Arkusz!A:H,6,FALSE),\"-\")","v":"Cobi Cu okablowanie"},0.0,{"$f":"IFERROR(IF(VLOOKUP(D171,Arkusz!A:K,5,FALSE)=0,(IF(VLOOKUP(D171,Arkusz!A:K,11,FALSE)=0,\"Na zapytanie\",VLOOKUP(D171,Arkusz!A:K,11,FALSE))),(VLOOKUP(D171,Arkusz!A:K,5,FALSE))),\"Na zapytanie\")","v":12.51},12.51,{"$f":"IFERROR(IF(VLOOKUP(D171,Arkusz!A:H,5,FALSE)=0,IF(H171=\"Na zapytanie\",\"\",\"EUR\"),\"PLN\"),\"\")","v":"PLN"}]
[null,null,null,"C11-6100",{"$f":"IFERROR(VLOOKUP(D172,Arkusz!A:H,3,FALSE),\"Brak towaru\")","v":"Moduł CobiCabling kat. 6 UTP RJ45 keystone narzędziowy"},{"$f":"IFERROR(VLOOKUP(D172,Arkusz!A:H,6,FALSE),\"-\")","v":"Cobi Cu okablowanie"},0.0,{"$f":"IFERROR(IF(VLOOKUP(D172,Arkusz!A:K,5,FALSE)=0,(IF(VLOOKUP(D172,Arkusz!A:K,11,FALSE)=0,\"Na zapytanie\",VLOOKUP(D172,Arkusz!A:K,11,FALSE))),(VLOOKUP(D172,Arkusz!A:K,5,FALSE))),\"Na zapytanie\")","v":5.38},5.38,{"$f":"IFERROR(IF(VLOOKUP(D172,Arkusz!A:H,5,FALSE)=0,IF(H172=\"Na zapytanie\",\"\",\"EUR\"),\"PLN\"),\"\")","v":"PLN"}]
[null,null,null,"6920 1022.1",{"$f":"IFERROR(VLOOKUP(D173,Arkusz!A:H,3,FALSE),\"Brak towaru\")","v":"Moduł RJ45 keystone CobiDat KS STP, Kat 6"},{"$f":"IFERROR(VLOOKUP(D173,Arkusz!A:H,6,FALSE),\"-\")","v":"Cobi Cu okablowanie"},0.0,{"$f":"IFERROR(IF(VLOOKUP(D173,Arkusz!A:K,5,FALSE)=0,(IF(VLOOKUP(D173,Arkusz!A:K,11,FALSE)=0,\"Na zapytanie\",VLOOKUP(D173,Arkusz!A:K,11,FALSE))),(VLOOKUP(D173,Arkusz!A:K,5,FALSE))),\"Na zapytanie\")","v":18.47},18.47,{"$f":"IFERROR(IF(VLOOKUP(D173,Arkusz!A:H,5,FALSE)=0,IF(H173=\"Na zapytanie\",\"\",\"EUR\"),\"PLN\"),\"\")","v":"PLN"}]
[null,null,null,"6929 9000/1",{"$f":"IFERROR(VLOOKUP(D174,Arkusz!A:H,3,FALSE),\"Brak towaru\")","v":"Adapter 90-stopni do kątowego doprowadzenia kabla w modułach typu KS (1 sztuka)"},{"$f":"IFERROR(VLOOKUP(D174,Arkusz!A:H,6,FALSE),\"-\")","v":"Cobi Cu okablowanie"},0.0,{"$f":"IFERROR(IF(VLOOKUP(D174,Arkusz!A:K,5,FALSE)=0,(IF(VLOOKUP(D174,Arkusz!A:K,11,FALSE)=0,\"Na zapytanie\",VLOOKUP(D174,Arkusz!A:K,11,FALSE))),(VLOOKUP(D174,Arkusz!A:K,5,FALSE))),\"Na zapytanie\")","v":2.88},2.88,{"$f":"IFERROR(IF(VLOOKUP(D174,Arkusz!A:H,5,FALSE)=0,IF(H174=\"Na zapytanie\",\"\",\"EUR\"),\"PLN\"),\"\")","v":"PLN"}]
[null,null,null,"6929 9000/1",{"$f":"IFERROR(VLOOKUP(D175,Arkusz!A:H,3,FALSE),\"Brak towaru\")","v":"Adapter 90-stopni do kątowego doprowadzenia kabla w modułach typu KS (1 sztuka)"},{"$f":"IFERROR(VLOOKUP(D175,Arkusz!A:H,6,FALSE),\"-\")","v":"Cobi Cu okablowanie"},0.0,{"$f":"IFERROR(IF(VLOOKUP(D175,Arkusz!A:K,5,FALSE)=0,(IF(VLOOKUP(D175,Arkusz!A:K,11,FALSE)=0,\"Na zapytanie\",VLOOKUP(D175,Arkusz!A:K,11,FALSE))),(VLOOKUP(D175,Arkusz!A:K,5,FALSE))),\"Na zapytanie\")","v":2.88},2.88,{"$f":"IFERROR(IF(VLOOKUP(D175,Arkusz!A:H,5,FALSE)=0,IF(H175=\"Na zapytanie\",\"\",\"EUR\"),\"PLN\"),\"\")","v":"PLN"}]
[null,null,"Patch-panele LSA"]
[null,null,null,"C12-6010",{"$f":"IFERROR(VLOOKUP(D177,Arkusz!A:H,3,FALSE),\"Brak towaru\")","v":"Patch Panel CobiCabling 19\" kat. 6 UTP 24xRJ45 1U szary, z tylną półką"},{"$f":"IFERROR(VLOOKUP(D177,Arkusz!A:H,6,FALSE),\"-\")","v":"Cobi Cu okablowanie"},0.0,{"$f":"IFERROR(IF(VLOOKUP(D177,Arkusz!A:K,5,FALSE)=0,(IF(VLOOKUP(D177,Arkusz!A:K,11,FALSE)=0,\"Na zapytanie\",VLOOKUP(D177,Arkusz!A:K,11,FALSE))),(VLOOKUP(D177,Arkusz!A:K,5,FALSE))),\"Na zapytanie\")","v":402.62},{"$f":"IFERROR(IF(H177=\"Na zapytanie\",\"\",H177*(1-G177)),\"\")","v":402.62},{"$f":"IFERROR(IF(VLOOKUP(D177,Arkusz!A:H,5,FALSE)=0,IF(H177=\"Na zapytanie\",\"\",\"EUR\"),\"PLN\"),\"\")","v":"PLN"}]
[null,null,null,"C22-6010",{"$f":"IFERROR(VLOOKUP(D178,Arkusz!A:H,3,FALSE),\"Brak towaru\")","v":"Patch Panel CobiCabling 19\" kat. 6 STP 24xRJ45 1U szary, z tylną półką"},{"$f":"IFERROR(VLOOKUP(D178,Arkusz!A:H,6,FALSE),\"-\")","v":"Cobi Cu okablowanie"},0.0,{"$f":"IFERROR(IF(VLOOKUP(D178,Arkusz!A:K,5,FALSE)=0,(IF(VLOOKUP(D178,Arkusz!A:K,11,FALSE)=0,\"Na zapytanie\",VLOOKUP(D178,Arkusz!A:K,11,FALSE))),(VLOOKUP(D178,Arkusz!A:K,5,FALSE))),\"Na zapytanie\")","v":402.62},402.62,{"$f":"IFERROR(IF(VLOOKUP(D178,Arkusz!A:H,5,FALSE)=0,IF(H178=\"Na zapytanie\",\"\",\"EUR\"),\"PLN\"),\"\")","v":"PLN"}]
[null,null,null,"C12-6110",{"$f":"IFERROR(VLOOKUP(D179,Arkusz!A:H,3,FALSE),\"Brak towaru\")","v":"Patch Panel CobiCabling 19\" kat. 6 UTP 24xRJ45 1U czarny, z tylną półką"},{"$f":"IFERROR(VLOOKUP(D179,Arkusz!A:H,6,FALSE),\"-\")","v":"Cobi Cu okablowanie"},0.0,{"$f":"IFERROR(IF(VLOOKUP(D179,Arkusz!A:K,5,FALSE)=0,(IF(VLOOKUP(D179,Arkusz!A:K,11,FALSE)=0,\"Na zapytanie\",VLOOKUP(D179,Arkusz!A:K,11,FALSE))),(VLOOKUP(D179,Arkusz!A:K,5,FALSE))),\"Na zapytanie\")","v":238.05},238.05,{"$f":"IFERROR(IF(VLOOKUP(D179,Arkusz!A:H,5,FALSE)=0,IF(H179=\"Na zapytanie\",\"\",\"EUR\"),\"PLN\"),\"\")","v":"PLN"}]
[null,null,null,"C22-6110",{"$f":"IFERROR(VLOOKUP(D180,Arkusz!A:H,3,FALSE),\"Brak towaru\")","v":"Patch Panel CobiCabling 19\" kat. 6 STP 24xRJ45 1U czarny, z tylną półką"},{"$f":"IFERROR(VLOOKUP(D180,Arkusz!A:H,6,FALSE),\"-\")","v":"Cobi Cu okablowanie"},0.0,{"$f":"IFERROR(IF(VLOOKUP(D180,Arkusz!A:K,5,FALSE)=0,(IF(VLOOKUP(D180,Arkusz!A:K,11,FALSE)=0,\"Na zapytanie\",VLOOKUP(D180,Arkusz!A:K,11,FALSE))),(VLOOKUP(D180,Arkusz!A:K,5,FALSE))),\"Na zapytanie\")","v":393.3},393.3,{"$f":"IFERROR(IF(VLOOKUP(D180,Arkusz!A:H,5,FALSE)=0,IF(H180=\"Na zapytanie\",\"\",\"EUR\"),\"PLN\"),\"\")","v":"PLN"}]
[null,null,null,"C12-6100",{"$f":"IFERROR(VLOOKUP(D181,Arkusz!A:H,3,FALSE),\"Brak towaru\")","v":"Patch Panel CobiCabling 19\" kat.6 UTP 24xRJ45 1U czarny bez półki"},{"$f":"IFERROR(VLOOKUP(D181,Arkusz!A:H,6,FALSE),\"-\")","v":"Cobi Cu okablowanie"},0.0,{"$f":"IFERROR(IF(VLOOKUP(D181,Arkusz!A:K,5,FALSE)=0,(IF(VLOOKUP(D181,Arkusz!A:K,11,FALSE)=0,\"Na zapytanie\",VLOOKUP(D181,Arkusz!A:K,11,FALSE))),(VLOOKUP(D181,Arkusz!A:K,5,FALSE))),\"Na zapytanie\")","v":228.08},228.08,{"$f":"IFERROR(IF(VLOOKUP(D181,Arkusz!A:H,5,FALSE)=0,IF(H181=\"Na zapytanie\",\"\",\"EUR\"),\"PLN\"),\"\")","v":"PLN"}]
[null,null,"Wtyki"]
[null,null,null,"C17-6000",{"$f":"IFERROR(VLOOKUP(D183,Arkusz!A:H,3,FALSE),\"Brak towaru\")","v":"Wtyk CobiCabling RJ45 kat. 6 UTP beznarzędziowy"},{"$f":"IFERROR(VLOOKUP(D183,Arkusz!A:H,6,FALSE),\"-\")","v":"Cobi Cu okablowanie"},0.0,{"$f":"IFERROR(IF(VLOOKUP(D183,Arkusz!A:K,5,FALSE)=0,(IF(VLOOKUP(D183,Arkusz!A:K,11,FALSE)=0,\"Na zapytanie\",VLOOKUP(D183,Arkusz!A:K,11,FALSE))),(VLOOKUP(D183,Arkusz!A:K,5,FALSE))),\"Na zapytanie\")","v":15.52},{"$f":"IFERROR(IF(H183=\"Na zapytanie\",\"\",H183*(1-G183)),\"\")","v":15.52},{"$f":"IFERROR(IF(VLOOKUP(D183,Arkusz!A:H,5,FALSE)=0,IF(H183=\"Na zapytanie\",\"\",\"EUR\"),\"PLN\"),\"\")","v":"PLN"}]
[null,null,null,"WE8P8C-RJ45-U6D",{"$f":"IFERROR(VLOOKUP(D184,Arkusz!A:H,3,FALSE),\"Brak towaru\")","v":"Wtyk modularny RJ45 kat. 6 UTP na drut"},{"$f":"IFERROR(VLOOKUP(D184,Arkusz!A:H,6,FALSE),\"-\")","v":"Cobi Cu okablowanie"},0.0,{"$f":"IFERROR(IF(VLOOKUP(D184,Arkusz!A:K,5,FALSE)=0,(IF(VLOOKUP(D184,Arkusz!A:K,11,FALSE)=0,\"Na zapytanie\",VLOOKUP(D184,Arkusz!A:K,11,FALSE))),(VLOOKUP(D184,Arkusz!A:K,5,FALSE))),\"Na zapytanie\")","v":0.81},0.81,{"$f":"IFERROR(IF(VLOOKUP(D184,Arkusz!A:H,5,FALSE)=0,IF(H184=\"Na zapytanie\",\"\",\"EUR\"),\"PLN\"),\"\")","v":"PLN"}]
[null,null,null,"WE8P8C-RJ45-F6D",{"$f":"IFERROR(VLOOKUP(D185,Arkusz!A:H,3,FALSE),\"Brak towaru\")","v":"Wtyk modularny RJ45 kat. 6 FTP na drut"},{"$f":"IFERROR(VLOOKUP(D185,Arkusz!A:H,6,FALSE),\"-\")","v":"Cobi Cu okablowanie"},0.0,{"$f":"IFERROR(IF(VLOOKUP(D185,Arkusz!A:K,5,FALSE)=0,(IF(VLOOKUP(D185,Arkusz!A:K,11,FALSE)=0,\"Na zapytanie\",VLOOKUP(D185,Arkusz!A:K,11,FALSE))),(VLOOKUP(D185,Arkusz!A:K,5,FALSE))),\"Na zapytanie\")","v":1.15},1.15,{"$f":"IFERROR(IF(VLOOKUP(D185,Arkusz!A:H,5,FALSE)=0,IF(H185=\"Na zapytanie\",\"\",\"EUR\"),\"PLN\"),\"\")","v":"PLN"}]
[null,null,null,"WE8P8C-RJ45-U6L",{"$f":"IFERROR(VLOOKUP(D186,Arkusz!A:H,3,FALSE),\"Brak towaru\")","v":"Wtyk modularny RJ45 kat. 6 UTP na linkę"},{"$f":"IFERROR(VLOOKUP(D186,Arkusz!A:H,6,FALSE),\"-\")","v":"Cobi Cu okablowanie"},0.0,{"$f":"IFERROR(IF(VLOOKUP(D186,Arkusz!A:K,5,FALSE)=0,(IF(VLOOKUP(D186,Arkusz!A:K,11,FALSE)=0,\"Na zapytanie\",VLOOKUP(D186,Arkusz!A:K,11,FALSE))),(VLOOKUP(D186,Arkusz!A:K,5,FALSE))),\"Na zapytanie\")","v":0.92},0.92,{"$f":"IFERROR(IF(VLOOKUP(D186,Arkusz!A:H,5,FALSE)=0,IF(H186=\"Na zapytanie\",\"\",\"EUR\"),\"PLN\"),\"\")","v":"PLN"}]
[null,null,null,"WE8P8C-RJ45-F6L",{"$f":"IFERROR(VLOOKUP(D187,Arkusz!A:H,3,FALSE),\"Brak towaru\")","v":"Wtyk modularny RJ45 kat. 6 FTP na linkę"},{"$f":"IFERROR(VLOOKUP(D187,Arkusz!A:H,6,FALSE),\"-\")","v":"Cobi Cu okablowanie"},0.0,{"$f":"IFERROR(IF(VLOOKUP(D187,Arkusz!A:K,5,FALSE)=0,(IF(VLOOKUP(D187,Arkusz!A:K,11,FALSE)=0,\"Na zapytanie\",VLOOKUP(D187,Arkusz!A:K,11,FALSE))),(VLOOKUP(D187,Arkusz!A:K,5,FALSE))),\"Na zapytanie\")","v":1.01},1.01,{"$f":"IFERROR(IF(VLOOKUP(D187,Arkusz!A:H,5,FALSE)=0,IF(H187=\"Na zapytanie\",\"\",\"EUR\"),\"PLN\"),\"\")","v":"PLN"}]
[null,null,"Kable krosowe ekranowane szare RAL7004"]
[null,null,null,"C24-6100-0,25",{"$f":"IFERROR(VLOOKUP(D189,Arkusz!A:H,3,FALSE),\"Brak towaru\")","v":"Patchcord CobiCabling RJ45-RJ45 kat. 6 F/UTP LSOH 0,25m szary"},{"$f":"IFERROR(VLOOKUP(D189,Arkusz!A:H,6,FALSE),\"-\")","v":"Cobi Cu kable krosowe"},0.0,{"$f":"IFERROR(IF(VLOOKUP(D189,Arkusz!A:K,5,FALSE)=0,(IF(VLOOKUP(D189,Arkusz!A:K,11,FALSE)=0,\"Na zapytanie\",VLOOKUP(D189,Arkusz!A:K,11,FALSE))),(VLOOKUP(D189,Arkusz!A:K,5,FALSE))),\"Na zapytanie\")","v":10.6},{"$f":"IFERROR(IF(H189=\"Na zapytanie\",\"\",H189*(1-G189)),\"\")","v":10.6},{"$f":"IFERROR(IF(VLOOKUP(D189,Arkusz!A:H,5,FALSE)=0,IF(H189=\"Na zapytanie\",\"\",\"EUR\"),\"PLN\"),\"\")","v":"PLN"}]
[null,null,null,"C24-6100-0,5",{"$f":"IFERROR(VLOOKUP(D190,Arkusz!A:H,3,FALSE),\"Brak towaru\")","v":"Patchcord CobiCabling RJ45-RJ45 kat. 6 F/UTP LSOH 0,5m szary"},{"$f":"IFERROR(VLOOKUP(D190,Arkusz!A:H,6,FALSE),\"-\")","v":"Cobi Cu kable krosowe"},0.0,{"$f":"IFERROR(IF(VLOOKUP(D190,Arkusz!A:K,5,FALSE)=0,(IF(VLOOKUP(D190,Arkusz!A:K,11,FALSE)=0,\"Na zapytanie\",VLOOKUP(D190,Arkusz!A:K,11,FALSE))),(VLOOKUP(D190,Arkusz!A:K,5,FALSE))),\"Na zapytanie\")","v":11.96},11.96,{"$f":"IFERROR(IF(VLOOKUP(D190,Arkusz!A:H,5,FALSE)=0,IF(H190=\"Na zapytanie\",\"\",\"EUR\"),\"PLN\"),\"\")","v":"PLN"}]
[null,null,null,"C24-6100-1,0",{"$f":"IFERROR(VLOOKUP(D191,Arkusz!A:H,3,FALSE),\"Brak towaru\")","v":"Patchcord CobiCabling RJ45-RJ45 kat. 6 F/UTP LSOH 1m szary"},{"$f":"IFERROR(VLOOKUP(D191,Arkusz!A:H,6,FALSE),\"-\")","v":"Cobi Cu kable krosowe"},0.0,{"$f":"IFERROR(IF(VLOOKUP(D191,Arkusz!A:K,5,FALSE)=0,(IF(VLOOKUP(D191,Arkusz!A:K,11,FALSE)=0,\"Na zapytanie\",VLOOKUP(D191,Arkusz!A:K,11,FALSE))),(VLOOKUP(D191,Arkusz!A:K,5,FALSE))),\"Na zapytanie\")","v":14.52},14.52,{"$f":"IFERROR(IF(VLOOKUP(D191,Arkusz!A:H,5,FALSE)=0,IF(H191=\"Na zapytanie\",\"\",\"EUR\"),\"PLN\"),\"\")","v":"PLN"}]
[null,null,null,"C24-6100-1,5",{"$f":"IFERROR(VLOOKUP(D192,Arkusz!A:H,3,FALSE),\"Brak towaru\")","v":"Patchcord CobiCabling RJ45-RJ45 kat. 6 F/UTP LSOH 1,5m szary"},{"$f":"IFERROR(VLOOKUP(D192,Arkusz!A:H,6,FALSE),\"-\")","v":"Cobi Cu kable krosowe"},0.0,{"$f":"IFERROR(IF(VLOOKUP(D192,Arkusz!A:K,5,FALSE)=0,(IF(VLOOKUP(D192,Arkusz!A:K,11,FALSE)=0,\"Na zapytanie\",VLOOKUP(D192,Arkusz!A:K,11,FALSE))),(VLOOKUP(D192,Arkusz!A:K,5,FALSE))),\"Na zapytanie\")","v":17.24},17.24,{"$f":"IFERROR(IF(VLOOKUP(D192,Arkusz!A:H,5,FALSE)=0,IF(H192=\"Na zapytanie\",\"\",\"EUR\"),\"PLN\"),\"\")","v":"PLN"}]
[null,null,null,"C24-6100-2,0",{"$f":"IFERROR(VLOOKUP(D193,Arkusz!A:H,3,FALSE),\"Brak towaru\")","v":"Patchcord CobiCabling RJ45-RJ45 kat. 6 F/UTP LSOH 2m szary"},{"$f":"IFERROR(VLOOKUP(D193,Arkusz!A:H,6,FALSE),\"-\")","v":"Cobi Cu kable krosowe"},0.0,{"$f":"IFERROR(IF(VLOOKUP(D193,Arkusz!A:K,5,FALSE)=0,(IF(VLOOKUP(D193,Arkusz!A:K,11,FALSE)=0,\"Na zapytanie\",VLOOKUP(D193,Arkusz!A:K,11,FALSE))),(VLOOKUP(D193,Arkusz!A:K,5,FALSE))),\"Na zapytanie\")","v":19.64},19.64,{"$f":"IFERROR(IF(VLOOKUP(D193,Arkusz!A:H,5,FALSE)=0,IF(H193=\"Na zapytanie\",\"\",\"EUR\"),\"PLN\"),\"\")","v":"PLN"}]
[null,null,null,"C24-6100-3,0",{"$f":"IFERROR(VLOOKUP(D194,Arkusz!A:H,3,FALSE),\"Brak towaru\")","v":"Patchcord CobiCabling RJ45-RJ45 kat. 6 F/UTP LSOH 3m szary"},{"$f":"IFERROR(VLOOKUP(D194,Arkusz!A:H,6,FALSE),\"-\")","v":"Cobi Cu kable krosowe"},0.0,{"$f":"IFERROR(IF(VLOOKUP(D194,Arkusz!A:K,5,FALSE)=0,(IF(VLOOKUP(D194,Arkusz!A:K,11,FALSE)=0,\"Na zapytanie\",VLOOKUP(D194,Arkusz!A:K,11,FALSE))),(VLOOKUP(D194,Arkusz!A:K,5,FALSE))),\"Na zapytanie\")","v":24.92},24.92,{"$f":"IFERROR(IF(VLOOKUP(D194,Arkusz!A:H,5,FALSE)=0,IF(H194=\"Na zapytanie\",\"\",\"EUR\"),\"PLN\"),\"\")","v":"PLN"}]
[null,null,null,"C24-6100-5,0",{"$f":"IFERROR(VLOOKUP(D195,Arkusz!A:H,3,FALSE),\"Brak towaru\")","v":"Patchcord CobiCabling RJ45-RJ45 kat. 6 F/UTP LSOH 5m szary"},{"$f":"IFERROR(VLOOKUP(D195,Arkusz!A:H,6,FALSE),\"-\")","v":"Cobi Cu kable krosowe"},0.0,{"$f":"IFERROR(IF(VLOOKUP(D195,Arkusz!A:K,5,FALSE)=0,(IF(VLOOKUP(D195,Arkusz!A:K,11,FALSE)=0,\"Na zapytanie\",VLOOKUP(D195,Arkusz!A:K,11,FALSE))),(VLOOKUP(D195,Arkusz!A:K,5,FALSE))),\"Na zapytanie\")","v":34.68},34.68,{"$f":"IFERROR(IF(VLOOKUP(D195,Arkusz!A:H,5,FALSE)=0,IF(H195=\"Na zapytanie\",\"\",\"EUR\"),\"PLN\"),\"\")","v":"PLN"}]
[null,null,null,"C24-6100-7,5",{"$f":"IFERROR(VLOOKUP(D196,Arkusz!A:H,3,FALSE),\"Brak towaru\")","v":"Patchcord CobiCabling RJ45-RJ45 kat. 6 F/UTP LSOH 7,5m szary"},{"$f":"IFERROR(VLOOKUP(D196,Arkusz!A:H,6,FALSE),\"-\")","v":"Cobi Cu kable krosowe"},0.0,{"$f":"IFERROR(IF(VLOOKUP(D196,Arkusz!A:K,5,FALSE)=0,(IF(VLOOKUP(D196,Arkusz!A:K,11,FALSE)=0,\"Na zapytanie\",VLOOKUP(D196,Arkusz!A:K,11,FALSE))),(VLOOKUP(D196,Arkusz!A:K,5,FALSE))),\"Na zapytanie\")","v":48.68},48.68,{"$f":"IFERROR(IF(VLOOKUP(D196,Arkusz!A:H,5,FALSE)=0,IF(H196=\"Na zapytanie\",\"\",\"EUR\"),\"PLN\"),\"\")","v":"PLN"}]
[null,null,null,"C24-6100-10,0",{"$f":"IFERROR(VLOOKUP(D197,Arkusz!A:H,3,FALSE),\"Brak towaru\")","v":"Patchcord CobiCabling RJ45-RJ45 kat. 6 F/UTP LSOH 10,0m szary"},{"$f":"IFERROR(VLOOKUP(D197,Arkusz!A:H,6,FALSE),\"-\")","v":"Cobi Cu kable krosowe"},0.0,{"$f":"IFERROR(IF(VLOOKUP(D197,Arkusz!A:K,5,FALSE)=0,(IF(VLOOKUP(D197,Arkusz!A:K,11,FALSE)=0,\"Na zapytanie\",VLOOKUP(D197,Arkusz!A:K,11,FALSE))),(VLOOKUP(D197,Arkusz!A:K,5,FALSE))),\"Na zapytanie\")","v":61.84},61.84,{"$f":"IFERROR(IF(VLOOKUP(D197,Arkusz!A:H,5,FALSE)=0,IF(H197=\"Na zapytanie\",\"\",\"EUR\"),\"PLN\"),\"\")","v":"PLN"}]
[null,null,null,"C24-6100-15,0",{"$f":"IFERROR(VLOOKUP(D198,Arkusz!A:H,3,FALSE),\"Brak towaru\")","v":"Patchcord CobiCabling RJ45-RJ45 kat. 6 F/UTP LSOH 15,0m szary"},{"$f":"IFERROR(VLOOKUP(D198,Arkusz!A:H,6,FALSE),\"-\")","v":"Cobi Cu kable krosowe"},0.0,{"$f":"IFERROR(IF(VLOOKUP(D198,Arkusz!A:K,5,FALSE)=0,(IF(VLOOKUP(D198,Arkusz!A:K,11,FALSE)=0,\"Na zapytanie\",VLOOKUP(D198,Arkusz!A:K,11,FALSE))),(VLOOKUP(D198,Arkusz!A:K,5,FALSE))),\"Na zapytanie\")","v":89.68},89.68,{"$f":"IFERROR(IF(VLOOKUP(D198,Arkusz!A:H,5,FALSE)=0,IF(H198=\"Na zapytanie\",\"\",\"EUR\"),\"PLN\"),\"\")","v":"PLN"}]
[null,null,"Kable krosowe nieekranowane szare RAL7004"]
[null,null,null,"C14-6100-0,25",{"$f":"IFERROR(VLOOKUP(D200,Arkusz!A:H,3,FALSE),\"Brak towaru\")","v":"Patchcord CobiCabling RJ45-RJ45 kat. 6 U/UTP LSOH 0,25m szary"},{"$f":"IFERROR(VLOOKUP(D200,Arkusz!A:H,6,FALSE),\"-\")","v":"Cobi Cu kable krosowe"},0.0,{"$f":"IFERROR(IF(VLOOKUP(D200,Arkusz!A:K,5,FALSE)=0,(IF(VLOOKUP(D200,Arkusz!A:K,11,FALSE)=0,\"Na zapytanie\",VLOOKUP(D200,Arkusz!A:K,11,FALSE))),(VLOOKUP(D200,Arkusz!A:K,5,FALSE))),\"Na zapytanie\")","v":7.84},{"$f":"IFERROR(IF(H200=\"Na zapytanie\",\"\",H200*(1-G200)),\"\")","v":7.84},{"$f":"IFERROR(IF(VLOOKUP(D200,Arkusz!A:H,5,FALSE)=0,IF(H200=\"Na zapytanie\",\"\",\"EUR\"),\"PLN\"),\"\")","v":"PLN"}]
[null,null,null,"C14-6100-0,5",{"$f":"IFERROR(VLOOKUP(D201,Arkusz!A:H,3,FALSE),\"Brak towaru\")","v":"Patchcord CobiCabling RJ45-RJ45 kat. 6 U/UTP LSOH 0,5m szary"},{"$f":"IFERROR(VLOOKUP(D201,Arkusz!A:H,6,FALSE),\"-\")","v":"Cobi Cu kable krosowe"},0.0,{"$f":"IFERROR(IF(VLOOKUP(D201,Arkusz!A:K,5,FALSE)=0,(IF(VLOOKUP(D201,Arkusz!A:K,11,FALSE)=0,\"Na zapytanie\",VLOOKUP(D201,Arkusz!A:K,11,FALSE))),(VLOOKUP(D201,Arkusz!A:K,5,FALSE))),\"Na zapytanie\")","v":8.88},8.88,{"$f":"IFERROR(IF(VLOOKUP(D201,Arkusz!A:H,5,FALSE)=0,IF(H201=\"Na zapytanie\",\"\",\"EUR\"),\"PLN\"),\"\")","v":"PLN"}]
[null,null,null,"C14-6100-1,0",{"$f":"IFERROR(VLOOKUP(D202,Arkusz!A:H,3,FALSE),\"Brak towaru\")","v":"Patchcord CobiCabling RJ45-RJ45 kat. 6 U/UTP LSOH 1m szary"},{"$f":"IFERROR(VLOOKUP(D202,Arkusz!A:H,6,FALSE),\"-\")","v":"Cobi Cu kable krosowe"},0.0,{"$f":"IFERROR(IF(VLOOKUP(D202,Arkusz!A:K,5,FALSE)=0,(IF(VLOOKUP(D202,Arkusz!A:K,11,FALSE)=0,\"Na zapytanie\",VLOOKUP(D202,Arkusz!A:K,11,FALSE))),(VLOOKUP(D202,Arkusz!A:K,5,FALSE))),\"Na zapytanie\")","v":10.92},10.92,{"$f":"IFERROR(IF(VLOOKUP(D202,Arkusz!A:H,5,FALSE)=0,IF(H202=\"Na zapytanie\",\"\",\"EUR\"),\"PLN\"),\"\")","v":"PLN"}]
[null,null,null,"C14-6100-1,5",{"$f":"IFERROR(VLOOKUP(D203,Arkusz!A:H,3,FALSE),\"Brak towaru\")","v":"Patchcord CobiCabling RJ45-RJ45 kat. 6 U/UTP LSOH 1,5m szary"},{"$f":"IFERROR(VLOOKUP(D203,Arkusz!A:H,6,FALSE),\"-\")","v":"Cobi Cu kable krosowe"},0.0,{"$f":"IFERROR(IF(VLOOKUP(D203,Arkusz!A:K,5,FALSE)=0,(IF(VLOOKUP(D203,Arkusz!A:K,11,FALSE)=0,\"Na zapytanie\",VLOOKUP(D203,Arkusz!A:K,11,FALSE))),(VLOOKUP(D203,Arkusz!A:K,5,FALSE))),\"Na zapytanie\")","v":13.32},13.32,{"$f":"IFERROR(IF(VLOOKUP(D203,Arkusz!A:H,5,FALSE)=0,IF(H203=\"Na zapytanie\",\"\",\"EUR\"),\"PLN\"),\"\")","v":"PLN"}]
[null,null,null,"C14-6100-2,0",{"$f":"IFERROR(VLOOKUP(D204,Arkusz!A:H,3,FALSE),\"Brak towaru\")","v":"Patchcord CobiCabling RJ45-RJ45 kat. 6 U/UTP LSOH 2m szary"},{"$f":"IFERROR(VLOOKUP(D204,Arkusz!A:H,6,FALSE),\"-\")","v":"Cobi Cu kable krosowe"},0.0,{"$f":"IFERROR(IF(VLOOKUP(D204,Arkusz!A:K,5,FALSE)=0,(IF(VLOOKUP(D204,Arkusz!A:K,11,FALSE)=0,\"Na zapytanie\",VLOOKUP(D204,Arkusz!A:K,11,FALSE))),(VLOOKUP(D204,Arkusz!A:K,5,FALSE))),\"Na zapytanie\")","v":15.36},15.36,{"$f":"IFERROR(IF(VLOOKUP(D204,Arkusz!A:H,5,FALSE)=0,IF(H204=\"Na zapytanie\",\"\",\"EUR\"),\"PLN\"),\"\")","v":"PLN"}]
[null,null,null,"C14-6100-3,0",{"$f":"IFERROR(VLOOKUP(D205,Arkusz!A:H,3,FALSE),\"Brak towaru\")","v":"Patchcord CobiCabling RJ45-RJ45 kat. 6 U/UTP LSOH 3m szary"},{"$f":"IFERROR(VLOOKUP(D205,Arkusz!A:H,6,FALSE),\"-\")","v":"Cobi Cu kable krosowe"},0.0,{"$f":"IFERROR(IF(VLOOKUP(D205,Arkusz!A:K,5,FALSE)=0,(IF(VLOOKUP(D205,Arkusz!A:K,11,FALSE)=0,\"Na zapytanie\",VLOOKUP(D205,Arkusz!A:K,11,FALSE))),(VLOOKUP(D205,Arkusz!A:K,5,FALSE))),\"Na zapytanie\")","v":19.8},19.8,{"$f":"IFERROR(IF(VLOOKUP(D205,Arkusz!A:H,5,FALSE)=0,IF(H205=\"Na zapytanie\",\"\",\"EUR\"),\"PLN\"),\"\")","v":"PLN"}]
[null,null,null,"C14-6100-5,0",{"$f":"IFERROR(VLOOKUP(D206,Arkusz!A:H,3,FALSE),\"Brak towaru\")","v":"Patchcord CobiCabling RJ45-RJ45 kat. 6 U/UTP LSOH 5m szary"},{"$f":"IFERROR(VLOOKUP(D206,Arkusz!A:H,6,FALSE),\"-\")","v":"Cobi Cu kable krosowe"},0.0,{"$f":"IFERROR(IF(VLOOKUP(D206,Arkusz!A:K,5,FALSE)=0,(IF(VLOOKUP(D206,Arkusz!A:K,11,FALSE)=0,\"Na zapytanie\",VLOOKUP(D206,Arkusz!A:K,11,FALSE))),(VLOOKUP(D206,Arkusz!A:K,5,FALSE))),\"Na zapytanie\")","v":27.68},27.68,{"$f":"IFERROR(IF(VLOOKUP(D206,Arkusz!A:H,5,FALSE)=0,IF(H206=\"Na zapytanie\",\"\",\"EUR\"),\"PLN\"),\"\")","v":"PLN"}]
[null,null,null,"C14-6100-7,5",{"$f":"IFERROR(VLOOKUP(D207,Arkusz!A:H,3,FALSE),\"Brak towaru\")","v":"Patchcord CobiCabling RJ45-RJ45 kat. 6 U/UTP LSOH 7,5m szary"},{"$f":"IFERROR(VLOOKUP(D207,Arkusz!A:H,6,FALSE),\"-\")","v":"Cobi Cu kable krosowe"},0.0,{"$f":"IFERROR(IF(VLOOKUP(D207,Arkusz!A:K,5,FALSE)=0,(IF(VLOOKUP(D207,Arkusz!A:K,11,FALSE)=0,\"Na zapytanie\",VLOOKUP(D207,Arkusz!A:K,11,FALSE))),(VLOOKUP(D207,Arkusz!A:K,5,FALSE))),\"Na zapytanie\")","v":38.96},38.96,{"$f":"IFERROR(IF(VLOOKUP(D207,Arkusz!A:H,5,FALSE)=0,IF(H207=\"Na zapytanie\",\"\",\"EUR\"),\"PLN\"),\"\")","v":"PLN"}]
[null,null,null,"C14-6100-10,0",{"$f":"IFERROR(VLOOKUP(D208,Arkusz!A:H,3,FALSE),\"Brak towaru\")","v":"Patchcord CobiCabling RJ45-RJ45 kat. 6 U/UTP LSOH 10,0m szary"},{"$f":"IFERROR(VLOOKUP(D208,Arkusz!A:H,6,FALSE),\"-\")","v":"Cobi Cu kable krosowe"},0.0,{"$f":"IFERROR(IF(VLOOKUP(D208,Arkusz!A:K,5,FALSE)=0,(IF(VLOOKUP(D208,Arkusz!A:K,11,FALSE)=0,\"Na zapytanie\",VLOOKUP(D208,Arkusz!A:K,11,FALSE))),(VLOOKUP(D208,Arkusz!A:K,5,FALSE))),\"Na zapytanie\")","v":49.04},49.04,{"$f":"IFERROR(IF(VLOOKUP(D208,Arkusz!A:H,5,FALSE)=0,IF(H208=\"Na zapytanie\",\"\",\"EUR\"),\"PLN\"),\"\")","v":"PLN"}]
[null,null,null,"C14-6100-15,0",{"$f":"IFERROR(VLOOKUP(D209,Arkusz!A:H,3,FALSE),\"Brak towaru\")","v":"Patchcord CobiCabling RJ45-RJ45 kat. 6 U/UTP LSOH 15,0m szary"},{"$f":"IFERROR(VLOOKUP(D209,Arkusz!A:H,6,FALSE),\"-\")","v":"Cobi Cu kable krosowe"},0.0,{"$f":"IFERROR(IF(VLOOKUP(D209,Arkusz!A:K,5,FALSE)=0,(IF(VLOOKUP(D209,Arkusz!A:K,11,FALSE)=0,\"Na zapytanie\",VLOOKUP(D209,Arkusz!A:K,11,FALSE))),(VLOOKUP(D209,Arkusz!A:K,5,FALSE))),\"Na zapytanie\")","v":72.08},72.08,{"$f":"IFERROR(IF(VLOOKUP(D209,Arkusz!A:H,5,FALSE)=0,IF(H209=\"Na zapytanie\",\"\",\"EUR\"),\"PLN\"),\"\")","v":"PLN"}]
[null,"CobiCabling kat. 5e"]
[null,null,"Kable"]
[null,null,null,"C23-5340",{"$f":"IFERROR(VLOOKUP(D212,Arkusz!A:H,3,FALSE),\"Brak towaru\")","v":"Kabel CobiCabling kat. 5e F/UTP LSOH 200MHz Dca 305m"},{"$f":"IFERROR(VLOOKUP(D212,Arkusz!A:H,6,FALSE),\"-\")","v":"Cobi Cu kable"},0.0,{"$f":"IFERROR(IF(VLOOKUP(D212,Arkusz!A:K,5,FALSE)=0,(IF(VLOOKUP(D212,Arkusz!A:K,11,FALSE)=0,\"Na zapytanie\",VLOOKUP(D212,Arkusz!A:K,11,FALSE))),(VLOOKUP(D212,Arkusz!A:K,5,FALSE))),\"Na zapytanie\")","v":2.74},{"$f":"IFERROR(IF(H212=\"Na zapytanie\",\"\",H212*(1-G212)),\"\")","v":2.74},{"$f":"IFERROR(IF(VLOOKUP(D212,Arkusz!A:H,5,FALSE)=0,IF(H212=\"Na zapytanie\",\"\",\"EUR\"),\"PLN\"),\"\")","v":"PLN"}]
[null,null,null,"C13-5300",{"$f":"IFERROR(VLOOKUP(D213,Arkusz!A:H,3,FALSE),\"Brak towaru\")","v":"Kabel CobiCabling kat. 5e U/UTP LSOH 200MHz Dca 305m"},{"$f":"IFERROR(VLOOKUP(D213,Arkusz!A:H,6,FALSE),\"-\")","v":"Cobi Cu kable"},0.0,{"$f":"IFERROR(IF(VLOOKUP(D213,Arkusz!A:K,5,FALSE)=0,(IF(VLOOKUP(D213,Arkusz!A:K,11,FALSE)=0,\"Na zapytanie\",VLOOKUP(D213,Arkusz!A:K,11,FALSE))),(VLOOKUP(D213,Arkusz!A:K,5,FALSE))),\"Na zapytanie\")","v":1.92},1.92,{"$f":"IFERROR(IF(VLOOKUP(D213,Arkusz!A:H,5,FALSE)=0,IF(H213=\"Na zapytanie\",\"\",\"EUR\"),\"PLN\"),\"\")","v":"PLN"}]
[null,null,null,"C13-5500",{"$f":"IFERROR(VLOOKUP(D214,Arkusz!A:H,3,FALSE),\"Brak towaru\")","v":"Kabel CobiCabling kat. 5e U/UTP LSOH 200MHz B2ca 500m"},{"$f":"IFERROR(VLOOKUP(D214,Arkusz!A:H,6,FALSE),\"-\")","v":"Cobi Cu kable"},0.0,{"$f":"IFERROR(IF(VLOOKUP(D214,Arkusz!A:K,5,FALSE)=0,(IF(VLOOKUP(D214,Arkusz!A:K,11,FALSE)=0,\"Na zapytanie\",VLOOKUP(D214,Arkusz!A:K,11,FALSE))),(VLOOKUP(D214,Arkusz!A:K,5,FALSE))),\"Na zapytanie\")","v":2.19},2.19,{"$f":"IFERROR(IF(VLOOKUP(D214,Arkusz!A:H,5,FALSE)=0,IF(H214=\"Na zapytanie\",\"\",\"EUR\"),\"PLN\"),\"\")","v":"PLN"}]
[null,null,"Moduły"]
[null,null,null,"C21-5000",{"$f":"IFERROR(VLOOKUP(D216,Arkusz!A:H,3,FALSE),\"Brak towaru\")","v":"Moduł CobiCabling kat. 5e STP RJ45 keystone beznarzędziowy"},{"$f":"IFERROR(VLOOKUP(D216,Arkusz!A:H,6,FALSE),\"-\")","v":"Cobi Cu okablowanie"},0.0,{"$f":"IFERROR(IF(VLOOKUP(D216,Arkusz!A:K,5,FALSE)=0,(IF(VLOOKUP(D216,Arkusz!A:K,11,FALSE)=0,\"Na zapytanie\",VLOOKUP(D216,Arkusz!A:K,11,FALSE))),(VLOOKUP(D216,Arkusz!A:K,5,FALSE))),\"Na zapytanie\")","v":12.67},{"$f":"IFERROR(IF(H216=\"Na zapytanie\",\"\",H216*(1-G216)),\"\")","v":12.67},{"$f":"IFERROR(IF(VLOOKUP(D216,Arkusz!A:H,5,FALSE)=0,IF(H216=\"Na zapytanie\",\"\",\"EUR\"),\"PLN\"),\"\")","v":"PLN"}]
[null,null,null,"C11-5000",{"$f":"IFERROR(VLOOKUP(D217,Arkusz!A:H,3,FALSE),\"Brak towaru\")","v":"Moduł CobiCabling kat. 5e UTP RJ45 keystone beznarzędziowy"},{"$f":"IFERROR(VLOOKUP(D217,Arkusz!A:H,6,FALSE),\"-\")","v":"Cobi Cu okablowanie"},0.0,{"$f":"IFERROR(IF(VLOOKUP(D217,Arkusz!A:K,5,FALSE)=0,(IF(VLOOKUP(D217,Arkusz!A:K,11,FALSE)=0,\"Na zapytanie\",VLOOKUP(D217,Arkusz!A:K,11,FALSE))),(VLOOKUP(D217,Arkusz!A:K,5,FALSE))),\"Na zapytanie\")","v":10.15},10.15,{"$f":"IFERROR(IF(VLOOKUP(D217,Arkusz!A:H,5,FALSE)=0,IF(H217=\"Na zapytanie\",\"\",\"EUR\"),\"PLN\"),\"\")","v":"PLN"}]
[null,null,null,"C21-5001",{"$f":"IFERROR(VLOOKUP(D218,Arkusz!A:H,3,FALSE),\"Brak towaru\")","v":"Moduł CobiCabling kat. 5e STP RJ45 keystone beznarzędziowy"},{"$f":"IFERROR(VLOOKUP(D218,Arkusz!A:H,6,FALSE),\"-\")","v":"Cobi Cu okablowanie"},0.0,{"$f":"IFERROR(IF(VLOOKUP(D218,Arkusz!A:K,5,FALSE)=0,(IF(VLOOKUP(D218,Arkusz!A:K,11,FALSE)=0,\"Na zapytanie\",VLOOKUP(D218,Arkusz!A:K,11,FALSE))),(VLOOKUP(D218,Arkusz!A:K,5,FALSE))),\"Na zapytanie\")","v":14.6},14.6,{"$f":"IFERROR(IF(VLOOKUP(D218,Arkusz!A:H,5,FALSE)=0,IF(H218=\"Na zapytanie\",\"\",\"EUR\"),\"PLN\"),\"\")","v":"PLN"}]
[null,null,null,"C11-5001",{"$f":"IFERROR(VLOOKUP(D219,Arkusz!A:H,3,FALSE),\"Brak towaru\")","v":"Moduł CobiCabling kat. 5e UTP RJ45 keystone beznarzędziowy "},{"$f":"IFERROR(VLOOKUP(D219,Arkusz!A:H,6,FALSE),\"-\")","v":"Cobi Cu okablowanie"},0.0,{"$f":"IFERROR(IF(VLOOKUP(D219,Arkusz!A:K,5,FALSE)=0,(IF(VLOOKUP(D219,Arkusz!A:K,11,FALSE)=0,\"Na zapytanie\",VLOOKUP(D219,Arkusz!A:K,11,FALSE))),(VLOOKUP(D219,Arkusz!A:K,5,FALSE))),\"Na zapytanie\")","v":10.53},10.53,{"$f":"IFERROR(IF(VLOOKUP(D219,Arkusz!A:H,5,FALSE)=0,IF(H219=\"Na zapytanie\",\"\",\"EUR\"),\"PLN\"),\"\")","v":"PLN"}]
[null,null,null,"C11-5100",{"$f":"IFERROR(VLOOKUP(D220,Arkusz!A:H,3,FALSE),\"Brak towaru\")","v":"Moduł CobiCabling kat. 5e UTP RJ45 keystone narzędziowy"},{"$f":"IFERROR(VLOOKUP(D220,Arkusz!A:H,6,FALSE),\"-\")","v":"Cobi Cu okablowanie"},0.0,{"$f":"IFERROR(IF(VLOOKUP(D220,Arkusz!A:K,5,FALSE)=0,(IF(VLOOKUP(D220,Arkusz!A:K,11,FALSE)=0,\"Na zapytanie\",VLOOKUP(D220,Arkusz!A:K,11,FALSE))),(VLOOKUP(D220,Arkusz!A:K,5,FALSE))),\"Na zapytanie\")","v":4.42},4.42,{"$f":"IFERROR(IF(VLOOKUP(D220,Arkusz!A:H,5,FALSE)=0,IF(H220=\"Na zapytanie\",\"\",\"EUR\"),\"PLN\"),\"\")","v":"PLN"}]
[null,null,"Wtyki"]
[null,null,null,"WE8P8C-RJ45-U5D",{"$f":"IFERROR(VLOOKUP(D222,Arkusz!A:H,3,FALSE),\"Brak towaru\")","v":"Wtyk modularny RJ45 kat. 5e UTP na drut"},{"$f":"IFERROR(VLOOKUP(D222,Arkusz!A:H,6,FALSE),\"-\")","v":"Cobi Cu okablowanie"},0.0,{"$f":"IFERROR(IF(VLOOKUP(D222,Arkusz!A:K,5,FALSE)=0,(IF(VLOOKUP(D222,Arkusz!A:K,11,FALSE)=0,\"Na zapytanie\",VLOOKUP(D222,Arkusz!A:K,11,FALSE))),(VLOOKUP(D222,Arkusz!A:K,5,FALSE))),\"Na zapytanie\")","v":0.35},{"$f":"IFERROR(IF(H222=\"Na zapytanie\",\"\",H222*(1-G222)),\"\")","v":0.35},{"$f":"IFERROR(IF(VLOOKUP(D222,Arkusz!A:H,5,FALSE)=0,IF(H222=\"Na zapytanie\",\"\",\"EUR\"),\"PLN\"),\"\")","v":"PLN"}]
[null,null,null,"WE8P8C-RJ45-U5L",{"$f":"IFERROR(VLOOKUP(D223,Arkusz!A:H,3,FALSE),\"Brak towaru\")","v":"Wtyk modularny RJ45 kat. 5e UTP na linkę"},{"$f":"IFERROR(VLOOKUP(D223,Arkusz!A:H,6,FALSE),\"-\")","v":"Cobi Cu okablowanie"},0.0,{"$f":"IFERROR(IF(VLOOKUP(D223,Arkusz!A:K,5,FALSE)=0,(IF(VLOOKUP(D223,Arkusz!A:K,11,FALSE)=0,\"Na zapytanie\",VLOOKUP(D223,Arkusz!A:K,11,FALSE))),(VLOOKUP(D223,Arkusz!A:K,5,FALSE))),\"Na zapytanie\")","v":0.28},0.28,{"$f":"IFERROR(IF(VLOOKUP(D223,Arkusz!A:H,5,FALSE)=0,IF(H223=\"Na zapytanie\",\"\",\"EUR\"),\"PLN\"),\"\")","v":"PLN"}]
[null,null,null,"WE8P8C-RJ45-F5D",{"$f":"IFERROR(VLOOKUP(D224,Arkusz!A:H,3,FALSE),\"Brak towaru\")","v":"Wtyk modularny RJ45 kat. 5e FTP na drut"},{"$f":"IFERROR(VLOOKUP(D224,Arkusz!A:H,6,FALSE),\"-\")","v":"Cobi Cu okablowanie"},0.0,{"$f":"IFERROR(IF(VLOOKUP(D224,Arkusz!A:K,5,FALSE)=0,(IF(VLOOKUP(D224,Arkusz!A:K,11,FALSE)=0,\"Na zapytanie\",VLOOKUP(D224,Arkusz!A:K,11,FALSE))),(VLOOKUP(D224,Arkusz!A:K,5,FALSE))),\"Na zapytanie\")","v":0.71},0.71,{"$f":"IFERROR(IF(VLOOKUP(D224,Arkusz!A:H,5,FALSE)=0,IF(H224=\"Na zapytanie\",\"\",\"EUR\"),\"PLN\"),\"\")","v":"PLN"}]
[null,null,null,"WE8P8C-RJ45-F5L",{"$f":"IFERROR(VLOOKUP(D225,Arkusz!A:H,3,FALSE),\"Brak towaru\")","v":"Wtyk modularny RJ45 kat. 5e FTP na linkę"},{"$f":"IFERROR(VLOOKUP(D225,Arkusz!A:H,6,FALSE),\"-\")","v":"Cobi Cu okablowanie"},0.0,{"$f":"IFERROR(IF(VLOOKUP(D225,Arkusz!A:K,5,FALSE)=0,(IF(VLOOKUP(D225,Arkusz!A:K,11,FALSE)=0,\"Na zapytanie\",VLOOKUP(D225,Arkusz!A:K,11,FALSE))),(VLOOKUP(D225,Arkusz!A:K,5,FALSE))),\"Na zapytanie\")","v":0.83},0.83,{"$f":"IFERROR(IF(VLOOKUP(D225,Arkusz!A:H,5,FALSE)=0,IF(H225=\"Na zapytanie\",\"\",\"EUR\"),\"PLN\"),\"\")","v":"PLN"}]
[null,null,"Kable krosowe nieekranowane"]
[null,null,null,"Kolor szary RAL7004"]
[null,null,null,"C14-5000-0,25",{"$f":"IFERROR(VLOOKUP(D228,Arkusz!A:H,3,FALSE),\"Brak towaru\")","v":"Patchcord CobiCabling RJ45-RJ45 kat. 5e U/UTP PVC 0,25m szary"},{"$f":"IFERROR(VLOOKUP(D228,Arkusz!A:H,6,FALSE),\"-\")","v":"Cobi Cu kable krosowe"},0.0,{"$f":"IFERROR(IF(VLOOKUP(D228,Arkusz!A:K,5,FALSE)=0,(IF(VLOOKUP(D228,Arkusz!A:K,11,FALSE)=0,\"Na zapytanie\",VLOOKUP(D228,Arkusz!A:K,11,FALSE))),(VLOOKUP(D228,Arkusz!A:K,5,FALSE))),\"Na zapytanie\")","v":6.48},{"$f":"IFERROR(IF(H228=\"Na zapytanie\",\"\",H228*(1-G228)),\"\")","v":6.48},{"$f":"IFERROR(IF(VLOOKUP(D228,Arkusz!A:H,5,FALSE)=0,IF(H228=\"Na zapytanie\",\"\",\"EUR\"),\"PLN\"),\"\")","v":"PLN"}]
[null,null,null,"C14-5000-0,5",{"$f":"IFERROR(VLOOKUP(D229,Arkusz!A:H,3,FALSE),\"Brak towaru\")","v":"Patchcord CobiCabling RJ45-RJ45 kat. 5e U/UTP PVC 0,5m szary"},{"$f":"IFERROR(VLOOKUP(D229,Arkusz!A:H,6,FALSE),\"-\")","v":"Cobi Cu kable krosowe"},0.0,{"$f":"IFERROR(IF(VLOOKUP(D229,Arkusz!A:K,5,FALSE)=0,(IF(VLOOKUP(D229,Arkusz!A:K,11,FALSE)=0,\"Na zapytanie\",VLOOKUP(D229,Arkusz!A:K,11,FALSE))),(VLOOKUP(D229,Arkusz!A:K,5,FALSE))),\"Na zapytanie\")","v":7.36},7.36,{"$f":"IFERROR(IF(VLOOKUP(D229,Arkusz!A:H,5,FALSE)=0,IF(H229=\"Na zapytanie\",\"\",\"EUR\"),\"PLN\"),\"\")","v":"PLN"}]
[null,null,null,"C14-5000-1,0",{"$f":"IFERROR(VLOOKUP(D230,Arkusz!A:H,3,FALSE),\"Brak towaru\")","v":"Patchcord CobiCabling RJ45-RJ45 kat. 5e U/UTP PVC 1m szary"},{"$f":"IFERROR(VLOOKUP(D230,Arkusz!A:H,6,FALSE),\"-\")","v":"Cobi Cu kable krosowe"},0.0,{"$f":"IFERROR(IF(VLOOKUP(D230,Arkusz!A:K,5,FALSE)=0,(IF(VLOOKUP(D230,Arkusz!A:K,11,FALSE)=0,\"Na zapytanie\",VLOOKUP(D230,Arkusz!A:K,11,FALSE))),(VLOOKUP(D230,Arkusz!A:K,5,FALSE))),\"Na zapytanie\")","v":9.04},9.04,{"$f":"IFERROR(IF(VLOOKUP(D230,Arkusz!A:H,5,FALSE)=0,IF(H230=\"Na zapytanie\",\"\",\"EUR\"),\"PLN\"),\"\")","v":"PLN"}]
[null,null,null,"C14-5000-1,5",{"$f":"IFERROR(VLOOKUP(D231,Arkusz!A:H,3,FALSE),\"Brak towaru\")","v":"Patchcord CobiCabling RJ45-RJ45 kat. 5e U/UTP PVC 1,5m szary"},{"$f":"IFERROR(VLOOKUP(D231,Arkusz!A:H,6,FALSE),\"-\")","v":"Cobi Cu kable krosowe"},0.0,{"$f":"IFERROR(IF(VLOOKUP(D231,Arkusz!A:K,5,FALSE)=0,(IF(VLOOKUP(D231,Arkusz!A:K,11,FALSE)=0,\"Na zapytanie\",VLOOKUP(D231,Arkusz!A:K,11,FALSE))),(VLOOKUP(D231,Arkusz!A:K,5,FALSE))),\"Na zapytanie\")","v":11.12},11.12,{"$f":"IFERROR(IF(VLOOKUP(D231,Arkusz!A:H,5,FALSE)=0,IF(H231=\"Na zapytanie\",\"\",\"EUR\"),\"PLN\"),\"\")","v":"PLN"}]
[null,null,null,"C14-5000-2,0",{"$f":"IFERROR(VLOOKUP(D232,Arkusz!A:H,3,FALSE),\"Brak towaru\")","v":"Patchcord CobiCabling RJ45-RJ45 kat. 5e U/UTP PVC 2m szary"},{"$f":"IFERROR(VLOOKUP(D232,Arkusz!A:H,6,FALSE),\"-\")","v":"Cobi Cu kable krosowe"},0.0,{"$f":"IFERROR(IF(VLOOKUP(D232,Arkusz!A:K,5,FALSE)=0,(IF(VLOOKUP(D232,Arkusz!A:K,11,FALSE)=0,\"Na zapytanie\",VLOOKUP(D232,Arkusz!A:K,11,FALSE))),(VLOOKUP(D232,Arkusz!A:K,5,FALSE))),\"Na zapytanie\")","v":12.8},12.8,{"$f":"IFERROR(IF(VLOOKUP(D232,Arkusz!A:H,5,FALSE)=0,IF(H232=\"Na zapytanie\",\"\",\"EUR\"),\"PLN\"),\"\")","v":"PLN"}]
[null,null,null,"C14-5000-3,0",{"$f":"IFERROR(VLOOKUP(D233,Arkusz!A:H,3,FALSE),\"Brak towaru\")","v":"Patchcord CobiCabling RJ45-RJ45 kat. 5e U/UTP PVC 3m szary"},{"$f":"IFERROR(VLOOKUP(D233,Arkusz!A:H,6,FALSE),\"-\")","v":"Cobi Cu kable krosowe"},0.0,{"$f":"IFERROR(IF(VLOOKUP(D233,Arkusz!A:K,5,FALSE)=0,(IF(VLOOKUP(D233,Arkusz!A:K,11,FALSE)=0,\"Na zapytanie\",VLOOKUP(D233,Arkusz!A:K,11,FALSE))),(VLOOKUP(D233,Arkusz!A:K,5,FALSE))),\"Na zapytanie\")","v":9.32},9.32,{"$f":"IFERROR(IF(VLOOKUP(D233,Arkusz!A:H,5,FALSE)=0,IF(H233=\"Na zapytanie\",\"\",\"EUR\"),\"PLN\"),\"\")","v":"PLN"}]
[null,null,null,"C14-5000-5,0",{"$f":"IFERROR(VLOOKUP(D234,Arkusz!A:H,3,FALSE),\"Brak towaru\")","v":"Patchcord CobiCabling RJ45-RJ45 kat. 5e U/UTP PVC 5m szary"},{"$f":"IFERROR(VLOOKUP(D234,Arkusz!A:H,6,FALSE),\"-\")","v":"Cobi Cu kable krosowe"},0.0,{"$f":"IFERROR(IF(VLOOKUP(D234,Arkusz!A:K,5,FALSE)=0,(IF(VLOOKUP(D234,Arkusz!A:K,11,FALSE)=0,\"Na zapytanie\",VLOOKUP(D234,Arkusz!A:K,11,FALSE))),(VLOOKUP(D234,Arkusz!A:K,5,FALSE))),\"Na zapytanie\")","v":23.04},23.04,{"$f":"IFERROR(IF(VLOOKUP(D234,Arkusz!A:H,5,FALSE)=0,IF(H234=\"Na zapytanie\",\"\",\"EUR\"),\"PLN\"),\"\")","v":"PLN"}]
[null,null,null,"C14-5000-7,5",{"$f":"IFERROR(VLOOKUP(D235,Arkusz!A:H,3,FALSE),\"Brak towaru\")","v":"Patchcord CobiCabling RJ45-RJ45 kat. 5e U/UTP PVC 7,5m szary"},{"$f":"IFERROR(VLOOKUP(D235,Arkusz!A:H,6,FALSE),\"-\")","v":"Cobi Cu kable krosowe"},0.0,{"$f":"IFERROR(IF(VLOOKUP(D235,Arkusz!A:K,5,FALSE)=0,(IF(VLOOKUP(D235,Arkusz!A:K,11,FALSE)=0,\"Na zapytanie\",VLOOKUP(D235,Arkusz!A:K,11,FALSE))),(VLOOKUP(D235,Arkusz!A:K,5,FALSE))),\"Na zapytanie\")","v":32.8},32.8,{"$f":"IFERROR(IF(VLOOKUP(D235,Arkusz!A:H,5,FALSE)=0,IF(H235=\"Na zapytanie\",\"\",\"EUR\"),\"PLN\"),\"\")","v":"PLN"}]
[null,null,null,"C14-5000-10,0",{"$f":"IFERROR(VLOOKUP(D236,Arkusz!A:H,3,FALSE),\"Brak towaru\")","v":"Patchcord CobiCabling RJ45-RJ45 kat. 5e U/UTP PVC 10,0m szary"},{"$f":"IFERROR(VLOOKUP(D236,Arkusz!A:H,6,FALSE),\"-\")","v":"Cobi Cu kable krosowe"},0.0,{"$f":"IFERROR(IF(VLOOKUP(D236,Arkusz!A:K,5,FALSE)=0,(IF(VLOOKUP(D236,Arkusz!A:K,11,FALSE)=0,\"Na zapytanie\",VLOOKUP(D236,Arkusz!A:K,11,FALSE))),(VLOOKUP(D236,Arkusz!A:K,5,FALSE))),\"Na zapytanie\")","v":42},42,{"$f":"IFERROR(IF(VLOOKUP(D236,Arkusz!A:H,5,FALSE)=0,IF(H236=\"Na zapytanie\",\"\",\"EUR\"),\"PLN\"),\"\")","v":"PLN"}]
[null,null,null,"C14-5000-15,0",{"$f":"IFERROR(VLOOKUP(D237,Arkusz!A:H,3,FALSE),\"Brak towaru\")","v":"Patchcord CobiCabling RJ45-RJ45 kat. 5e U/UTP PVC 15,0m szary"},{"$f":"IFERROR(VLOOKUP(D237,Arkusz!A:H,6,FALSE),\"-\")","v":"Cobi Cu kable krosowe"},0.0,{"$f":"IFERROR(IF(VLOOKUP(D237,Arkusz!A:K,5,FALSE)=0,(IF(VLOOKUP(D237,Arkusz!A:K,11,FALSE)=0,\"Na zapytanie\",VLOOKUP(D237,Arkusz!A:K,11,FALSE))),(VLOOKUP(D237,Arkusz!A:K,5,FALSE))),\"Na zapytanie\")","v":61.32},61.32,{"$f":"IFERROR(IF(VLOOKUP(D237,Arkusz!A:H,5,FALSE)=0,IF(H237=\"Na zapytanie\",\"\",\"EUR\"),\"PLN\"),\"\")","v":"PLN"}]
[null,null,null,"Kolor żółty RAL1021"]
[null,null,null,"C14-5010-0,25",{"$f":"IFERROR(VLOOKUP(D239,Arkusz!A:H,3,FALSE),\"Brak towaru\")","v":"Patchcord CobiCabling RJ45-RJ45 kat. 5e U/UTP PVC 0,25m żółty"},{"$f":"IFERROR(VLOOKUP(D239,Arkusz!A:H,6,FALSE),\"-\")","v":"Cobi Cu kable krosowe"},0.0,{"$f":"IFERROR(IF(VLOOKUP(D239,Arkusz!A:K,5,FALSE)=0,(IF(VLOOKUP(D239,Arkusz!A:K,11,FALSE)=0,\"Na zapytanie\",VLOOKUP(D239,Arkusz!A:K,11,FALSE))),(VLOOKUP(D239,Arkusz!A:K,5,FALSE))),\"Na zapytanie\")","v":3.4},{"$f":"IFERROR(IF(H239=\"Na zapytanie\",\"\",H239*(1-G239)),\"\")","v":3.4},{"$f":"IFERROR(IF(VLOOKUP(D239,Arkusz!A:H,5,FALSE)=0,IF(H239=\"Na zapytanie\",\"\",\"EUR\"),\"PLN\"),\"\")","v":"PLN"}]
[null,null,null,"C14-5010-0,5",{"$f":"IFERROR(VLOOKUP(D240,Arkusz!A:H,3,FALSE),\"Brak towaru\")","v":"Patchcord CobiCabling RJ45-RJ45 kat. 5e U/UTP PVC 0,5m żółty"},{"$f":"IFERROR(VLOOKUP(D240,Arkusz!A:H,6,FALSE),\"-\")","v":"Cobi Cu kable krosowe"},0.0,{"$f":"IFERROR(IF(VLOOKUP(D240,Arkusz!A:K,5,FALSE)=0,(IF(VLOOKUP(D240,Arkusz!A:K,11,FALSE)=0,\"Na zapytanie\",VLOOKUP(D240,Arkusz!A:K,11,FALSE))),(VLOOKUP(D240,Arkusz!A:K,5,FALSE))),\"Na zapytanie\")","v":3.84},3.84,{"$f":"IFERROR(IF(VLOOKUP(D240,Arkusz!A:H,5,FALSE)=0,IF(H240=\"Na zapytanie\",\"\",\"EUR\"),\"PLN\"),\"\")","v":"PLN"}]
[null,null,null,"C14-5010-1,0",{"$f":"IFERROR(VLOOKUP(D241,Arkusz!A:H,3,FALSE),\"Brak towaru\")","v":"Patchcord CobiCabling RJ45-RJ45 kat. 5e U/UTP PVC 1m żółty"},{"$f":"IFERROR(VLOOKUP(D241,Arkusz!A:H,6,FALSE),\"-\")","v":"Cobi Cu kable krosowe"},0.0,{"$f":"IFERROR(IF(VLOOKUP(D241,Arkusz!A:K,5,FALSE)=0,(IF(VLOOKUP(D241,Arkusz!A:K,11,FALSE)=0,\"Na zapytanie\",VLOOKUP(D241,Arkusz!A:K,11,FALSE))),(VLOOKUP(D241,Arkusz!A:K,5,FALSE))),\"Na zapytanie\")","v":9.04},9.04,{"$f":"IFERROR(IF(VLOOKUP(D241,Arkusz!A:H,5,FALSE)=0,IF(H241=\"Na zapytanie\",\"\",\"EUR\"),\"PLN\"),\"\")","v":"PLN"}]
[null,null,null,"C14-5010-1,5",{"$f":"IFERROR(VLOOKUP(D242,Arkusz!A:H,3,FALSE),\"Brak towaru\")","v":"Patchcord CobiCabling RJ45-RJ45 kat. 5e U/UTP PVC 1,5m żółty"},{"$f":"IFERROR(VLOOKUP(D242,Arkusz!A:H,6,FALSE),\"-\")","v":"Cobi Cu kable krosowe"},0.0,{"$f":"IFERROR(IF(VLOOKUP(D242,Arkusz!A:K,5,FALSE)=0,(IF(VLOOKUP(D242,Arkusz!A:K,11,FALSE)=0,\"Na zapytanie\",VLOOKUP(D242,Arkusz!A:K,11,FALSE))),(VLOOKUP(D242,Arkusz!A:K,5,FALSE))),\"Na zapytanie\")","v":11.12},11.12,{"$f":"IFERROR(IF(VLOOKUP(D242,Arkusz!A:H,5,FALSE)=0,IF(H242=\"Na zapytanie\",\"\",\"EUR\"),\"PLN\"),\"\")","v":"PLN"}]
[null,null,null,"C14-5010-2,0",{"$f":"IFERROR(VLOOKUP(D243,Arkusz!A:H,3,FALSE),\"Brak towaru\")","v":"Patchcord CobiCabling RJ45-RJ45 kat. 5e U/UTP PVC 2m żółty"},{"$f":"IFERROR(VLOOKUP(D243,Arkusz!A:H,6,FALSE),\"-\")","v":"Cobi Cu kable krosowe"},0.0,{"$f":"IFERROR(IF(VLOOKUP(D243,Arkusz!A:K,5,FALSE)=0,(IF(VLOOKUP(D243,Arkusz!A:K,11,FALSE)=0,\"Na zapytanie\",VLOOKUP(D243,Arkusz!A:K,11,FALSE))),(VLOOKUP(D243,Arkusz!A:K,5,FALSE))),\"Na zapytanie\")","v":12.8},12.8,{"$f":"IFERROR(IF(VLOOKUP(D243,Arkusz!A:H,5,FALSE)=0,IF(H243=\"Na zapytanie\",\"\",\"EUR\"),\"PLN\"),\"\")","v":"PLN"}]
[null,null,null,"C14-5010-3,0",{"$f":"IFERROR(VLOOKUP(D244,Arkusz!A:H,3,FALSE),\"Brak towaru\")","v":"Patchcord CobiCabling RJ45-RJ45 kat. 5e U/UTP PVC 3m żółty"},{"$f":"IFERROR(VLOOKUP(D244,Arkusz!A:H,6,FALSE),\"-\")","v":"Cobi Cu kable krosowe"},0.0,{"$f":"IFERROR(IF(VLOOKUP(D244,Arkusz!A:K,5,FALSE)=0,(IF(VLOOKUP(D244,Arkusz!A:K,11,FALSE)=0,\"Na zapytanie\",VLOOKUP(D244,Arkusz!A:K,11,FALSE))),(VLOOKUP(D244,Arkusz!A:K,5,FALSE))),\"Na zapytanie\")","v":16.72},16.72,{"$f":"IFERROR(IF(VLOOKUP(D244,Arkusz!A:H,5,FALSE)=0,IF(H244=\"Na zapytanie\",\"\",\"EUR\"),\"PLN\"),\"\")","v":"PLN"}]
[null,null,null,"C14-5010-5,0",{"$f":"IFERROR(VLOOKUP(D245,Arkusz!A:H,3,FALSE),\"Brak towaru\")","v":"Patchcord CobiCabling RJ45-RJ45 kat. 5e U/UTP PVC 5m żółty"},{"$f":"IFERROR(VLOOKUP(D245,Arkusz!A:H,6,FALSE),\"-\")","v":"Cobi Cu kable krosowe"},0.0,{"$f":"IFERROR(IF(VLOOKUP(D245,Arkusz!A:K,5,FALSE)=0,(IF(VLOOKUP(D245,Arkusz!A:K,11,FALSE)=0,\"Na zapytanie\",VLOOKUP(D245,Arkusz!A:K,11,FALSE))),(VLOOKUP(D245,Arkusz!A:K,5,FALSE))),\"Na zapytanie\")","v":23.04},23.04,{"$f":"IFERROR(IF(VLOOKUP(D245,Arkusz!A:H,5,FALSE)=0,IF(H245=\"Na zapytanie\",\"\",\"EUR\"),\"PLN\"),\"\")","v":"PLN"}]
[null,null,null,"C14-5010-7,5",{"$f":"IFERROR(VLOOKUP(D246,Arkusz!A:H,3,FALSE),\"Brak towaru\")","v":"Patchcord CobiCabling RJ45-RJ45 kat. 5e U/UTP PVC 7,5m żółty"},{"$f":"IFERROR(VLOOKUP(D246,Arkusz!A:H,6,FALSE),\"-\")","v":"Cobi Cu kable krosowe"},0.0,{"$f":"IFERROR(IF(VLOOKUP(D246,Arkusz!A:K,5,FALSE)=0,(IF(VLOOKUP(D246,Arkusz!A:K,11,FALSE)=0,\"Na zapytanie\",VLOOKUP(D246,Arkusz!A:K,11,FALSE))),(VLOOKUP(D246,Arkusz!A:K,5,FALSE))),\"Na zapytanie\")","v":"Na zapytanie"},"",{"$f":"IFERROR(IF(VLOOKUP(D246,Arkusz!A:H,5,FALSE)=0,IF(H246=\"Na zapytanie\",\"\",\"EUR\"),\"PLN\"),\"\")","v":""}]
[null,null,null,"C14-5010-10,0",{"$f":"IFERROR(VLOOKUP(D247,Arkusz!A:H,3,FALSE),\"Brak towaru\")","v":"Patchcord CobiCabling RJ45-RJ45 kat. 5e U/UTP PVC 10m żółty"},{"$f":"IFERROR(VLOOKUP(D247,Arkusz!A:H,6,FALSE),\"-\")","v":"Cobi Cu kable krosowe"},0.0,{"$f":"IFERROR(IF(VLOOKUP(D247,Arkusz!A:K,5,FALSE)=0,(IF(VLOOKUP(D247,Arkusz!A:K,11,FALSE)=0,\"Na zapytanie\",VLOOKUP(D247,Arkusz!A:K,11,FALSE))),(VLOOKUP(D247,Arkusz!A:K,5,FALSE))),\"Na zapytanie\")","v":"Na zapytanie"},"",{"$f":"IFERROR(IF(VLOOKUP(D247,Arkusz!A:H,5,FALSE)=0,IF(H247=\"Na zapytanie\",\"\",\"EUR\"),\"PLN\"),\"\")","v":""}]
[null,null,null,"C14-5010-15,0",{"$f":"IFERROR(VLOOKUP(D248,Arkusz!A:H,3,FALSE),\"Brak towaru\")","v":"Patchcord CobiCabling RJ45-RJ45 kat. 5e U/UTP PVC 15m żółty"},{"$f":"IFERROR(VLOOKUP(D248,Arkusz!A:H,6,FALSE),\"-\")","v":"Cobi Cu kable krosowe"},0.0,{"$f":"IFERROR(IF(VLOOKUP(D248,Arkusz!A:K,5,FALSE)=0,(IF(VLOOKUP(D248,Arkusz!A:K,11,FALSE)=0,\"Na zapytanie\",VLOOKUP(D248,Arkusz!A:K,11,FALSE))),(VLOOKUP(D248,Arkusz!A:K,5,FALSE))),\"Na zapytanie\")","v":"Na zapytanie"},"",{"$f":"IFERROR(IF(VLOOKUP(D248,Arkusz!A:H,5,FALSE)=0,IF(H248=\"Na zapytanie\",\"\",\"EUR\"),\"PLN\"),\"\")","v":""}]
[null,null,null,"Kolor zielony RAL6016"]
[null,null,null,"C14-5020-0,25",{"$f":"IFERROR(VLOOKUP(D250,Arkusz!A:H,3,FALSE),\"Brak towaru\")","v":"Patchcord CobiCabling RJ45-RJ45 kat. 5e U/UTP PVC 0,25m zielony"},{"$f":"IFERROR(VLOOKUP(D250,Arkusz!A:H,6,FALSE),\"-\")","v":"Cobi Cu kable krosowe"},0.0,{"$f":"IFERROR(IF(VLOOKUP(D250,Arkusz!A:K,5,FALSE)=0,(IF(VLOOKUP(D250,Arkusz!A:K,11,FALSE)=0,\"Na zapytanie\",VLOOKUP(D250,Arkusz!A:K,11,FALSE))),(VLOOKUP(D250,Arkusz!A:K,5,FALSE))),\"Na zapytanie\")","v":3.4},{"$f":"IFERROR(IF(H250=\"Na zapytanie\",\"\",H250*(1-G250)),\"\")","v":3.4},{"$f":"IFERROR(IF(VLOOKUP(D250,Arkusz!A:H,5,FALSE)=0,IF(H250=\"Na zapytanie\",\"\",\"EUR\"),\"PLN\"),\"\")","v":"PLN"}]
[null,null,null,"C14-5020-0,5",{"$f":"IFERROR(VLOOKUP(D251,Arkusz!A:H,3,FALSE),\"Brak towaru\")","v":"Patchcord CobiCabling RJ45-RJ45 kat. 5e U/UTP PVC 0,5m zielony"},{"$f":"IFERROR(VLOOKUP(D251,Arkusz!A:H,6,FALSE),\"-\")","v":"Cobi Cu kable krosowe"},0.0,{"$f":"IFERROR(IF(VLOOKUP(D251,Arkusz!A:K,5,FALSE)=0,(IF(VLOOKUP(D251,Arkusz!A:K,11,FALSE)=0,\"Na zapytanie\",VLOOKUP(D251,Arkusz!A:K,11,FALSE))),(VLOOKUP(D251,Arkusz!A:K,5,FALSE))),\"Na zapytanie\")","v":3.84},3.84,{"$f":"IFERROR(IF(VLOOKUP(D251,Arkusz!A:H,5,FALSE)=0,IF(H251=\"Na zapytanie\",\"\",\"EUR\"),\"PLN\"),\"\")","v":"PLN"}]
[null,null,null,"C14-5020-1,0",{"$f":"IFERROR(VLOOKUP(D252,Arkusz!A:H,3,FALSE),\"Brak towaru\")","v":"Patchcord CobiCabling RJ45-RJ45 kat. 5e U/UTP PVC 1m zielony"},{"$f":"IFERROR(VLOOKUP(D252,Arkusz!A:H,6,FALSE),\"-\")","v":"Cobi Cu kable krosowe"},0.0,{"$f":"IFERROR(IF(VLOOKUP(D252,Arkusz!A:K,5,FALSE)=0,(IF(VLOOKUP(D252,Arkusz!A:K,11,FALSE)=0,\"Na zapytanie\",VLOOKUP(D252,Arkusz!A:K,11,FALSE))),(VLOOKUP(D252,Arkusz!A:K,5,FALSE))),\"Na zapytanie\")","v":9.04},9.04,{"$f":"IFERROR(IF(VLOOKUP(D252,Arkusz!A:H,5,FALSE)=0,IF(H252=\"Na zapytanie\",\"\",\"EUR\"),\"PLN\"),\"\")","v":"PLN"}]
[null,null,null,"C14-5020-1,5",{"$f":"IFERROR(VLOOKUP(D253,Arkusz!A:H,3,FALSE),\"Brak towaru\")","v":"Patchcord CobiCabling RJ45-RJ45 kat. 5e U/UTP PVC 1,5m zielony"},{"$f":"IFERROR(VLOOKUP(D253,Arkusz!A:H,6,FALSE),\"-\")","v":"Cobi Cu kable krosowe"},0.0,{"$f":"IFERROR(IF(VLOOKUP(D253,Arkusz!A:K,5,FALSE)=0,(IF(VLOOKUP(D253,Arkusz!A:K,11,FALSE)=0,\"Na zapytanie\",VLOOKUP(D253,Arkusz!A:K,11,FALSE))),(VLOOKUP(D253,Arkusz!A:K,5,FALSE))),\"Na zapytanie\")","v":11.12},11.12,{"$f":"IFERROR(IF(VLOOKUP(D253,Arkusz!A:H,5,FALSE)=0,IF(H253=\"Na zapytanie\",\"\",\"EUR\"),\"PLN\"),\"\")","v":"PLN"}]
[null,null,null,"C14-5020-2,0",{"$f":"IFERROR(VLOOKUP(D254,Arkusz!A:H,3,FALSE),\"Brak towaru\")","v":"Patchcord CobiCabling RJ45-RJ45 kat. 5e U/UTP PVC 2m zielony"},{"$f":"IFERROR(VLOOKUP(D254,Arkusz!A:H,6,FALSE),\"-\")","v":"Cobi Cu kable krosowe"},0.0,{"$f":"IFERROR(IF(VLOOKUP(D254,Arkusz!A:K,5,FALSE)=0,(IF(VLOOKUP(D254,Arkusz!A:K,11,FALSE)=0,\"Na zapytanie\",VLOOKUP(D254,Arkusz!A:K,11,FALSE))),(VLOOKUP(D254,Arkusz!A:K,5,FALSE))),\"Na zapytanie\")","v":12.8},12.8,{"$f":"IFERROR(IF(VLOOKUP(D254,Arkusz!A:H,5,FALSE)=0,IF(H254=\"Na zapytanie\",\"\",\"EUR\"),\"PLN\"),\"\")","v":"PLN"}]
[null,null,null,"C14-5020-3,0",{"$f":"IFERROR(VLOOKUP(D255,Arkusz!A:H,3,FALSE),\"Brak towaru\")","v":"Patchcord CobiCabling RJ45-RJ45 kat. 5e U/UTP PVC 3m zielony"},{"$f":"IFERROR(VLOOKUP(D255,Arkusz!A:H,6,FALSE),\"-\")","v":"Cobi Cu kable krosowe"},0.0,{"$f":"IFERROR(IF(VLOOKUP(D255,Arkusz!A:K,5,FALSE)=0,(IF(VLOOKUP(D255,Arkusz!A:K,11,FALSE)=0,\"Na zapytanie\",VLOOKUP(D255,Arkusz!A:K,11,FALSE))),(VLOOKUP(D255,Arkusz!A:K,5,FALSE))),\"Na zapytanie\")","v":16.72},16.72,{"$f":"IFERROR(IF(VLOOKUP(D255,Arkusz!A:H,5,FALSE)=0,IF(H255=\"Na zapytanie\",\"\",\"EUR\"),\"PLN\"),\"\")","v":"PLN"}]
[null,null,null,"C14-5020-5,0",{"$f":"IFERROR(VLOOKUP(D256,Arkusz!A:H,3,FALSE),\"Brak towaru\")","v":"Patchcord CobiCabling RJ45-RJ45 kat. 5e U/UTP PVC 5m zielony"},{"$f":"IFERROR(VLOOKUP(D256,Arkusz!A:H,6,FALSE),\"-\")","v":"Cobi Cu kable krosowe"},0.0,{"$f":"IFERROR(IF(VLOOKUP(D256,Arkusz!A:K,5,FALSE)=0,(IF(VLOOKUP(D256,Arkusz!A:K,11,FALSE)=0,\"Na zapytanie\",VLOOKUP(D256,Arkusz!A:K,11,FALSE))),(VLOOKUP(D256,Arkusz!A:K,5,FALSE))),\"Na zapytanie\")","v":23.04},23.04,{"$f":"IFERROR(IF(VLOOKUP(D256,Arkusz!A:H,5,FALSE)=0,IF(H256=\"Na zapytanie\",\"\",\"EUR\"),\"PLN\"),\"\")","v":"PLN"}]
[null,null,null,"C14-5020-7,5",{"$f":"IFERROR(VLOOKUP(D257,Arkusz!A:H,3,FALSE),\"Brak towaru\")","v":"Patchcord CobiCabling RJ45-RJ45 kat. 5e U/UTP PVC 7,5m zielony"},{"$f":"IFERROR(VLOOKUP(D257,Arkusz!A:H,6,FALSE),\"-\")","v":"Cobi Cu kable krosowe"},0.0,{"$f":"IFERROR(IF(VLOOKUP(D257,Arkusz!A:K,5,FALSE)=0,(IF(VLOOKUP(D257,Arkusz!A:K,11,FALSE)=0,\"Na zapytanie\",VLOOKUP(D257,Arkusz!A:K,11,FALSE))),(VLOOKUP(D257,Arkusz!A:K,5,FALSE))),\"Na zapytanie\")","v":"Na zapytanie"},"",{"$f":"IFERROR(IF(VLOOKUP(D257,Arkusz!A:H,5,FALSE)=0,IF(H257=\"Na zapytanie\",\"\",\"EUR\"),\"PLN\"),\"\")","v":""}]
[null,null,null,"C14-5020-10,0",{"$f":"IFERROR(VLOOKUP(D258,Arkusz!A:H,3,FALSE),\"Brak towaru\")","v":"Patchcord CobiCabling RJ45-RJ45 kat. 5e U/UTP PVC 10m zielony"},{"$f":"IFERROR(VLOOKUP(D258,Arkusz!A:H,6,FALSE),\"-\")","v":"Cobi Cu kable krosowe"},0.0,{"$f":"IFERROR(IF(VLOOKUP(D258,Arkusz!A:K,5,FALSE)=0,(IF(VLOOKUP(D258,Arkusz!A:K,11,FALSE)=0,\"Na zapytanie\",VLOOKUP(D258,Arkusz!A:K,11,FALSE))),(VLOOKUP(D258,Arkusz!A:K,5,FALSE))),\"Na zapytanie\")","v":"Na zapytanie"},"",{"$f":"IFERROR(IF(VLOOKUP(D258,Arkusz!A:H,5,FALSE)=0,IF(H258=\"Na zapytanie\",\"\",\"EUR\"),\"PLN\"),\"\")","v":""}]
[null,null,null,"C14-5020-15,0",{"$f":"IFERROR(VLOOKUP(D259,Arkusz!A:H,3,FALSE),\"Brak towaru\")","v":"Patchcord CobiCabling RJ45-RJ45 kat. 5e U/UTP PVC 15m zielony"},{"$f":"IFERROR(VLOOKUP(D259,Arkusz!A:H,6,FALSE),\"-\")","v":"Cobi Cu kable krosowe"},0.0,{"$f":"IFERROR(IF(VLOOKUP(D259,Arkusz!A:K,5,FALSE)=0,(IF(VLOOKUP(D259,Arkusz!A:K,11,FALSE)=0,\"Na zapytanie\",VLOOKUP(D259,Arkusz!A:K,11,FALSE))),(VLOOKUP(D259,Arkusz!A:K,5,FALSE))),\"Na zapytanie\")","v":"Na zapytanie"},"",{"$f":"IFERROR(IF(VLOOKUP(D259,Arkusz!A:H,5,FALSE)=0,IF(H259=\"Na zapytanie\",\"\",\"EUR\"),\"PLN\"),\"\")","v":""}]
[null,null,null,"Kolor niebieski RAL5010"]
[null,null,null,"C14-5030-0,25",{"$f":"IFERROR(VLOOKUP(D261,Arkusz!A:H,3,FALSE),\"Brak towaru\")","v":"Patchcord CobiCabling RJ45-RJ45 kat. 5e U/UTP PVC 0,25m niebieski"},{"$f":"IFERROR(VLOOKUP(D261,Arkusz!A:H,6,FALSE),\"-\")","v":"Cobi Cu kable krosowe"},0.0,{"$f":"IFERROR(IF(VLOOKUP(D261,Arkusz!A:K,5,FALSE)=0,(IF(VLOOKUP(D261,Arkusz!A:K,11,FALSE)=0,\"Na zapytanie\",VLOOKUP(D261,Arkusz!A:K,11,FALSE))),(VLOOKUP(D261,Arkusz!A:K,5,FALSE))),\"Na zapytanie\")","v":6.48},{"$f":"IFERROR(IF(H261=\"Na zapytanie\",\"\",H261*(1-G261)),\"\")","v":6.48},{"$f":"IFERROR(IF(VLOOKUP(D261,Arkusz!A:H,5,FALSE)=0,IF(H261=\"Na zapytanie\",\"\",\"EUR\"),\"PLN\"),\"\")","v":"PLN"}]
[null,null,null,"C14-5030-0,5",{"$f":"IFERROR(VLOOKUP(D262,Arkusz!A:H,3,FALSE),\"Brak towaru\")","v":"Patchcord CobiCabling RJ45-RJ45 kat. 5e U/UTP PVC 0,5m niebieski"},{"$f":"IFERROR(VLOOKUP(D262,Arkusz!A:H,6,FALSE),\"-\")","v":"Cobi Cu kable krosowe"},0.0,{"$f":"IFERROR(IF(VLOOKUP(D262,Arkusz!A:K,5,FALSE)=0,(IF(VLOOKUP(D262,Arkusz!A:K,11,FALSE)=0,\"Na zapytanie\",VLOOKUP(D262,Arkusz!A:K,11,FALSE))),(VLOOKUP(D262,Arkusz!A:K,5,FALSE))),\"Na zapytanie\")","v":7.36},7.36,{"$f":"IFERROR(IF(VLOOKUP(D262,Arkusz!A:H,5,FALSE)=0,IF(H262=\"Na zapytanie\",\"\",\"EUR\"),\"PLN\"),\"\")","v":"PLN"}]
[null,null,null,"C14-5030-1,0",{"$f":"IFERROR(VLOOKUP(D263,Arkusz!A:H,3,FALSE),\"Brak towaru\")","v":"Patchcord CobiCabling RJ45-RJ45 kat. 5e U/UTP PVC 1m niebieski"},{"$f":"IFERROR(VLOOKUP(D263,Arkusz!A:H,6,FALSE),\"-\")","v":"Cobi Cu kable krosowe"},0.0,{"$f":"IFERROR(IF(VLOOKUP(D263,Arkusz!A:K,5,FALSE)=0,(IF(VLOOKUP(D263,Arkusz!A:K,11,FALSE)=0,\"Na zapytanie\",VLOOKUP(D263,Arkusz!A:K,11,FALSE))),(VLOOKUP(D263,Arkusz!A:K,5,FALSE))),\"Na zapytanie\")","v":9.04},9.04,{"$f":"IFERROR(IF(VLOOKUP(D263,Arkusz!A:H,5,FALSE)=0,IF(H263=\"Na zapytanie\",\"\",\"EUR\"),\"PLN\"),\"\")","v":"PLN"}]
[null,null,null,"C14-5030-1,5",{"$f":"IFERROR(VLOOKUP(D264,Arkusz!A:H,3,FALSE),\"Brak towaru\")","v":"Patchcord CobiCabling RJ45-RJ45 kat. 5e U/UTP PVC 1,5m niebieski"},{"$f":"IFERROR(VLOOKUP(D264,Arkusz!A:H,6,FALSE),\"-\")","v":"Cobi Cu kable krosowe"},0.0,{"$f":"IFERROR(IF(VLOOKUP(D264,Arkusz!A:K,5,FALSE)=0,(IF(VLOOKUP(D264,Arkusz!A:K,11,FALSE)=0,\"Na zapytanie\",VLOOKUP(D264,Arkusz!A:K,11,FALSE))),(VLOOKUP(D264,Arkusz!A:K,5,FALSE))),\"Na zapytanie\")","v":11.12},11.12,{"$f":"IFERROR(IF(VLOOKUP(D264,Arkusz!A:H,5,FALSE)=0,IF(H264=\"Na zapytanie\",\"\",\"EUR\"),\"PLN\"),\"\")","v":"PLN"}]
[null,null,null,"C14-5030-2,0",{"$f":"IFERROR(VLOOKUP(D265,Arkusz!A:H,3,FALSE),\"Brak towaru\")","v":"Patchcord CobiCabling RJ45-RJ45 kat. 5e U/UTP PVC 2m niebieski"},{"$f":"IFERROR(VLOOKUP(D265,Arkusz!A:H,6,FALSE),\"-\")","v":"Cobi Cu kable krosowe"},0.0,{"$f":"IFERROR(IF(VLOOKUP(D265,Arkusz!A:K,5,FALSE)=0,(IF(VLOOKUP(D265,Arkusz!A:K,11,FALSE)=0,\"Na zapytanie\",VLOOKUP(D265,Arkusz!A:K,11,FALSE))),(VLOOKUP(D265,Arkusz!A:K,5,FALSE))),\"Na zapytanie\")","v":12.8},12.8,{"$f":"IFERROR(IF(VLOOKUP(D265,Arkusz!A:H,5,FALSE)=0,IF(H265=\"Na zapytanie\",\"\",\"EUR\"),\"PLN\"),\"\")","v":"PLN"}]
[null,null,null,"C14-5030-3,0",{"$f":"IFERROR(VLOOKUP(D266,Arkusz!A:H,3,FALSE),\"Brak towaru\")","v":"Patchcord CobiCabling RJ45-RJ45 kat. 5e U/UTP PVC 3m niebieski"},{"$f":"IFERROR(VLOOKUP(D266,Arkusz!A:H,6,FALSE),\"-\")","v":"Cobi Cu kable krosowe"},0.0,{"$f":"IFERROR(IF(VLOOKUP(D266,Arkusz!A:K,5,FALSE)=0,(IF(VLOOKUP(D266,Arkusz!A:K,11,FALSE)=0,\"Na zapytanie\",VLOOKUP(D266,Arkusz!A:K,11,FALSE))),(VLOOKUP(D266,Arkusz!A:K,5,FALSE))),\"Na zapytanie\")","v":16.72},16.72,{"$f":"IFERROR(IF(VLOOKUP(D266,Arkusz!A:H,5,FALSE)=0,IF(H266=\"Na zapytanie\",\"\",\"EUR\"),\"PLN\"),\"\")","v":"PLN"}]
[null,null,null,"C14-5030-5,0",{"$f":"IFERROR(VLOOKUP(D267,Arkusz!A:H,3,FALSE),\"Brak towaru\")","v":"Patchcord CobiCabling RJ45-RJ45 kat. 5e U/UTP PVC 5m niebieski"},{"$f":"IFERROR(VLOOKUP(D267,Arkusz!A:H,6,FALSE),\"-\")","v":"Cobi Cu kable krosowe"},0.0,{"$f":"IFERROR(IF(VLOOKUP(D267,Arkusz!A:K,5,FALSE)=0,(IF(VLOOKUP(D267,Arkusz!A:K,11,FALSE)=0,\"Na zapytanie\",VLOOKUP(D267,Arkusz!A:K,11,FALSE))),(VLOOKUP(D267,Arkusz!A:K,5,FALSE))),\"Na zapytanie\")","v":23.04},23.04,{"$f":"IFERROR(IF(VLOOKUP(D267,Arkusz!A:H,5,FALSE)=0,IF(H267=\"Na zapytanie\",\"\",\"EUR\"),\"PLN\"),\"\")","v":"PLN"}]
[null,null,null,"C14-5030-7,5",{"$f":"IFERROR(VLOOKUP(D268,Arkusz!A:H,3,FALSE),\"Brak towaru\")","v":"Patchcord CobiCabling RJ45-RJ45 kat. 5e U/UTP PVC 7,5m niebieski"},{"$f":"IFERROR(VLOOKUP(D268,Arkusz!A:H,6,FALSE),\"-\")","v":"Cobi Cu kable krosowe"},0.0,{"$f":"IFERROR(IF(VLOOKUP(D268,Arkusz!A:K,5,FALSE)=0,(IF(VLOOKUP(D268,Arkusz!A:K,11,FALSE)=0,\"Na zapytanie\",VLOOKUP(D268,Arkusz!A:K,11,FALSE))),(VLOOKUP(D268,Arkusz!A:K,5,FALSE))),\"Na zapytanie\")","v":"Na zapytanie"},"",{"$f":"IFERROR(IF(VLOOKUP(D268,Arkusz!A:H,5,FALSE)=0,IF(H268=\"Na zapytanie\",\"\",\"EUR\"),\"PLN\"),\"\")","v":""}]
[null,null,null,"C14-5030-10,0",{"$f":"IFERROR(VLOOKUP(D269,Arkusz!A:H,3,FALSE),\"Brak towaru\")","v":"Patchcord CobiCabling RJ45-RJ45 kat. 5e U/UTP PVC 10m niebieski"},{"$f":"IFERROR(VLOOKUP(D269,Arkusz!A:H,6,FALSE),\"-\")","v":"Cobi Cu kable krosowe"},0.0,{"$f":"IFERROR(IF(VLOOKUP(D269,Arkusz!A:K,5,FALSE)=0,(IF(VLOOKUP(D269,Arkusz!A:K,11,FALSE)=0,\"Na zapytanie\",VLOOKUP(D269,Arkusz!A:K,11,FALSE))),(VLOOKUP(D269,Arkusz!A:K,5,FALSE))),\"Na zapytanie\")","v":"Na zapytanie"},"",{"$f":"IFERROR(IF(VLOOKUP(D269,Arkusz!A:H,5,FALSE)=0,IF(H269=\"Na zapytanie\",\"\",\"EUR\"),\"PLN\"),\"\")","v":""}]
[null,null,null,"C14-5030-15,0",{"$f":"IFERROR(VLOOKUP(D270,Arkusz!A:H,3,FALSE),\"Brak towaru\")","v":"Patchcord CobiCabling RJ45-RJ45 kat. 5e U/UTP PVC 15m niebieski"},{"$f":"IFERROR(VLOOKUP(D270,Arkusz!A:H,6,FALSE),\"-\")","v":"Cobi Cu kable krosowe"},0.0,{"$f":"IFERROR(IF(VLOOKUP(D270,Arkusz!A:K,5,FALSE)=0,(IF(VLOOKUP(D270,Arkusz!A:K,11,FALSE)=0,\"Na zapytanie\",VLOOKUP(D270,Arkusz!A:K,11,FALSE))),(VLOOKUP(D270,Arkusz!A:K,5,FALSE))),\"Na zapytanie\")","v":"Na zapytanie"},"",{"$f":"IFERROR(IF(VLOOKUP(D270,Arkusz!A:H,5,FALSE)=0,IF(H270=\"Na zapytanie\",\"\",\"EUR\"),\"PLN\"),\"\")","v":""}]
[null,null,null,"Kolor czerwony RAL3000"]
[null,null,null,"C14-5040-0,25",{"$f":"IFERROR(VLOOKUP(D272,Arkusz!A:H,3,FALSE),\"Brak towaru\")","v":"Patchcord CobiCabling RJ45-RJ45 kat. 5e U/UTP PVC 0,25m czerwony"},{"$f":"IFERROR(VLOOKUP(D272,Arkusz!A:H,6,FALSE),\"-\")","v":"Cobi Cu kable krosowe"},0.0,{"$f":"IFERROR(IF(VLOOKUP(D272,Arkusz!A:K,5,FALSE)=0,(IF(VLOOKUP(D272,Arkusz!A:K,11,FALSE)=0,\"Na zapytanie\",VLOOKUP(D272,Arkusz!A:K,11,FALSE))),(VLOOKUP(D272,Arkusz!A:K,5,FALSE))),\"Na zapytanie\")","v":3.4},{"$f":"IFERROR(IF(H272=\"Na zapytanie\",\"\",H272*(1-G272)),\"\")","v":3.4},{"$f":"IFERROR(IF(VLOOKUP(D272,Arkusz!A:H,5,FALSE)=0,IF(H272=\"Na zapytanie\",\"\",\"EUR\"),\"PLN\"),\"\")","v":"PLN"}]
[null,null,null,"C14-5040-0,5",{"$f":"IFERROR(VLOOKUP(D273,Arkusz!A:H,3,FALSE),\"Brak towaru\")","v":"Patchcord CobiCabling RJ45-RJ45 kat. 5e U/UTP PVC 0,5m czerwony"},{"$f":"IFERROR(VLOOKUP(D273,Arkusz!A:H,6,FALSE),\"-\")","v":"Cobi Cu kable krosowe"},0.0,{"$f":"IFERROR(IF(VLOOKUP(D273,Arkusz!A:K,5,FALSE)=0,(IF(VLOOKUP(D273,Arkusz!A:K,11,FALSE)=0,\"Na zapytanie\",VLOOKUP(D273,Arkusz!A:K,11,FALSE))),(VLOOKUP(D273,Arkusz!A:K,5,FALSE))),\"Na zapytanie\")","v":3.84},3.84,{"$f":"IFERROR(IF(VLOOKUP(D273,Arkusz!A:H,5,FALSE)=0,IF(H273=\"Na zapytanie\",\"\",\"EUR\"),\"PLN\"),\"\")","v":"PLN"}]
[null,null,null,"C14-5040-1,0",{"$f":"IFERROR(VLOOKUP(D274,Arkusz!A:H,3,FALSE),\"Brak towaru\")","v":"Patchcord CobiCabling RJ45-RJ45 kat. 5e U/UTP PVC 1m czerwony"},{"$f":"IFERROR(VLOOKUP(D274,Arkusz!A:H,6,FALSE),\"-\")","v":"Cobi Cu kable krosowe"},0.0,{"$f":"IFERROR(IF(VLOOKUP(D274,Arkusz!A:K,5,FALSE)=0,(IF(VLOOKUP(D274,Arkusz!A:K,11,FALSE)=0,\"Na zapytanie\",VLOOKUP(D274,Arkusz!A:K,11,FALSE))),(VLOOKUP(D274,Arkusz!A:K,5,FALSE))),\"Na zapytanie\")","v":4.88},4.88,{"$f":"IFERROR(IF(VLOOKUP(D274,Arkusz!A:H,5,FALSE)=0,IF(H274=\"Na zapytanie\",\"\",\"EUR\"),\"PLN\"),\"\")","v":"PLN"}]
[null,null,null,"C14-5040-1,5",{"$f":"IFERROR(VLOOKUP(D275,Arkusz!A:H,3,FALSE),\"Brak towaru\")","v":"Patchcord CobiCabling RJ45-RJ45 kat. 5e U/UTP PVC 1,5m czerwony"},{"$f":"IFERROR(VLOOKUP(D275,Arkusz!A:H,6,FALSE),\"-\")","v":"Cobi Cu kable krosowe"},0.0,{"$f":"IFERROR(IF(VLOOKUP(D275,Arkusz!A:K,5,FALSE)=0,(IF(VLOOKUP(D275,Arkusz!A:K,11,FALSE)=0,\"Na zapytanie\",VLOOKUP(D275,Arkusz!A:K,11,FALSE))),(VLOOKUP(D275,Arkusz!A:K,5,FALSE))),\"Na zapytanie\")","v":6.08},6.08,{"$f":"IFERROR(IF(VLOOKUP(D275,Arkusz!A:H,5,FALSE)=0,IF(H275=\"Na zapytanie\",\"\",\"EUR\"),\"PLN\"),\"\")","v":"PLN"}]
[null,null,null,"C14-5040-2,0",{"$f":"IFERROR(VLOOKUP(D276,Arkusz!A:H,3,FALSE),\"Brak towaru\")","v":"Patchcord CobiCabling RJ45-RJ45 kat. 5e U/UTP PVC 2m czerwony"},{"$f":"IFERROR(VLOOKUP(D276,Arkusz!A:H,6,FALSE),\"-\")","v":"Cobi Cu kable krosowe"},0.0,{"$f":"IFERROR(IF(VLOOKUP(D276,Arkusz!A:K,5,FALSE)=0,(IF(VLOOKUP(D276,Arkusz!A:K,11,FALSE)=0,\"Na zapytanie\",VLOOKUP(D276,Arkusz!A:K,11,FALSE))),(VLOOKUP(D276,Arkusz!A:K,5,FALSE))),\"Na zapytanie\")","v":7.12},7.12,{"$f":"IFERROR(IF(VLOOKUP(D276,Arkusz!A:H,5,FALSE)=0,IF(H276=\"Na zapytanie\",\"\",\"EUR\"),\"PLN\"),\"\")","v":"PLN"}]
[null,null,null,"C14-5040-3,0",{"$f":"IFERROR(VLOOKUP(D277,Arkusz!A:H,3,FALSE),\"Brak towaru\")","v":"Patchcord CobiCabling RJ45-RJ45 kat. 5e U/UTP PVC 3m czerwony"},{"$f":"IFERROR(VLOOKUP(D277,Arkusz!A:H,6,FALSE),\"-\")","v":"Cobi Cu kable krosowe"},0.0,{"$f":"IFERROR(IF(VLOOKUP(D277,Arkusz!A:K,5,FALSE)=0,(IF(VLOOKUP(D277,Arkusz!A:K,11,FALSE)=0,\"Na zapytanie\",VLOOKUP(D277,Arkusz!A:K,11,FALSE))),(VLOOKUP(D277,Arkusz!A:K,5,FALSE))),\"Na zapytanie\")","v":16.72},16.72,{"$f":"IFERROR(IF(VLOOKUP(D277,Arkusz!A:H,5,FALSE)=0,IF(H277=\"Na zapytanie\",\"\",\"EUR\"),\"PLN\"),\"\")","v":"PLN"}]
[null,null,null,"C14-5040-5,0",{"$f":"IFERROR(VLOOKUP(D278,Arkusz!A:H,3,FALSE),\"Brak towaru\")","v":"Patchcord CobiCabling RJ45-RJ45 kat. 5e U/UTP PVC 5m czerwony"},{"$f":"IFERROR(VLOOKUP(D278,Arkusz!A:H,6,FALSE),\"-\")","v":"Cobi Cu kable krosowe"},0.0,{"$f":"IFERROR(IF(VLOOKUP(D278,Arkusz!A:K,5,FALSE)=0,(IF(VLOOKUP(D278,Arkusz!A:K,11,FALSE)=0,\"Na zapytanie\",VLOOKUP(D278,Arkusz!A:K,11,FALSE))),(VLOOKUP(D278,Arkusz!A:K,5,FALSE))),\"Na zapytanie\")","v":23.04},23.04,{"$f":"IFERROR(IF(VLOOKUP(D278,Arkusz!A:H,5,FALSE)=0,IF(H278=\"Na zapytanie\",\"\",\"EUR\"),\"PLN\"),\"\")","v":"PLN"}]
[null,null,null,"C14-5040-7,5",{"$f":"IFERROR(VLOOKUP(D279,Arkusz!A:H,3,FALSE),\"Brak towaru\")","v":"Patchcord CobiCabling RJ45-RJ45 kat. 5e U/UTP PVC 7,5m czerwony"},{"$f":"IFERROR(VLOOKUP(D279,Arkusz!A:H,6,FALSE),\"-\")","v":"Cobi Cu kable krosowe"},0.0,{"$f":"IFERROR(IF(VLOOKUP(D279,Arkusz!A:K,5,FALSE)=0,(IF(VLOOKUP(D279,Arkusz!A:K,11,FALSE)=0,\"Na zapytanie\",VLOOKUP(D279,Arkusz!A:K,11,FALSE))),(VLOOKUP(D279,Arkusz!A:K,5,FALSE))),\"Na zapytanie\")","v":"Na zapytanie"},"",{"$f":"IFERROR(IF(VLOOKUP(D279,Arkusz!A:H,5,FALSE)=0,IF(H279=\"Na zapytanie\",\"\",\"EUR\"),\"PLN\"),\"\")","v":""}]
[null,null,null,"C14-5040-10,0",{"$f":"IFERROR(VLOOKUP(D280,Arkusz!A:H,3,FALSE),\"Brak towaru\")","v":"Patchcord CobiCabling RJ45-RJ45 kat. 5e U/UTP PVC 10m czerwony"},{"$f":"IFERROR(VLOOKUP(D280,Arkusz!A:H,6,FALSE),\"-\")","v":"Cobi Cu kable krosowe"},0.0,{"$f":"IFERROR(IF(VLOOKUP(D280,Arkusz!A:K,5,FALSE)=0,(IF(VLOOKUP(D280,Arkusz!A:K,11,FALSE)=0,\"Na zapytanie\",VLOOKUP(D280,Arkusz!A:K,11,FALSE))),(VLOOKUP(D280,Arkusz!A:K,5,FALSE))),\"Na zapytanie\")","v":"Na zapytanie"},"",{"$f":"IFERROR(IF(VLOOKUP(D280,Arkusz!A:H,5,FALSE)=0,IF(H280=\"Na zapytanie\",\"\",\"EUR\"),\"PLN\"),\"\")","v":""}]
[null,null,null,"C14-5040-15,0",{"$f":"IFERROR(VLOOKUP(D281,Arkusz!A:H,3,FALSE),\"Brak towaru\")","v":"Patchcord CobiCabling RJ45-RJ45 kat. 5e U/UTP PVC 15m czerwony"},{"$f":"IFERROR(VLOOKUP(D281,Arkusz!A:H,6,FALSE),\"-\")","v":"Cobi Cu kable krosowe"},0.0,{"$f":"IFERROR(IF(VLOOKUP(D281,Arkusz!A:K,5,FALSE)=0,(IF(VLOOKUP(D281,Arkusz!A:K,11,FALSE)=0,\"Na zapytanie\",VLOOKUP(D281,Arkusz!A:K,11,FALSE))),(VLOOKUP(D281,Arkusz!A:K,5,FALSE))),\"Na zapytanie\")","v":"Na zapytanie"},"",{"$f":"IFERROR(IF(VLOOKUP(D281,Arkusz!A:H,5,FALSE)=0,IF(H281=\"Na zapytanie\",\"\",\"EUR\"),\"PLN\"),\"\")","v":""}]
[null,null,null,"Kolor czarny RAL9005"]
[null,null,null,"C14-5050-0,25",{"$f":"IFERROR(VLOOKUP(D283,Arkusz!A:H,3,FALSE),\"Brak towaru\")","v":"Patchcord CobiCabling RJ45-RJ45 kat. 5e U/UTP PVC 0,25m czarny"},{"$f":"IFERROR(VLOOKUP(D283,Arkusz!A:H,6,FALSE),\"-\")","v":"Cobi Cu kable krosowe"},0.0,{"$f":"IFERROR(IF(VLOOKUP(D283,Arkusz!A:K,5,FALSE)=0,(IF(VLOOKUP(D283,Arkusz!A:K,11,FALSE)=0,\"Na zapytanie\",VLOOKUP(D283,Arkusz!A:K,11,FALSE))),(VLOOKUP(D283,Arkusz!A:K,5,FALSE))),\"Na zapytanie\")","v":6.48},{"$f":"IFERROR(IF(H283=\"Na zapytanie\",\"\",H283*(1-G283)),\"\")","v":6.48},{"$f":"IFERROR(IF(VLOOKUP(D283,Arkusz!A:H,5,FALSE)=0,IF(H283=\"Na zapytanie\",\"\",\"EUR\"),\"PLN\"),\"\")","v":"PLN"}]
[null,null,null,"C14-5050-0,5",{"$f":"IFERROR(VLOOKUP(D284,Arkusz!A:H,3,FALSE),\"Brak towaru\")","v":"Patchcord CobiCabling RJ45-RJ45 kat. 5e U/UTP PVC 0,5m czarny"},{"$f":"IFERROR(VLOOKUP(D284,Arkusz!A:H,6,FALSE),\"-\")","v":"Cobi Cu kable krosowe"},0.0,{"$f":"IFERROR(IF(VLOOKUP(D284,Arkusz!A:K,5,FALSE)=0,(IF(VLOOKUP(D284,Arkusz!A:K,11,FALSE)=0,\"Na zapytanie\",VLOOKUP(D284,Arkusz!A:K,11,FALSE))),(VLOOKUP(D284,Arkusz!A:K,5,FALSE))),\"Na zapytanie\")","v":7.36},7.36,{"$f":"IFERROR(IF(VLOOKUP(D284,Arkusz!A:H,5,FALSE)=0,IF(H284=\"Na zapytanie\",\"\",\"EUR\"),\"PLN\"),\"\")","v":"PLN"}]
[null,null,null,"C14-5050-1,0",{"$f":"IFERROR(VLOOKUP(D285,Arkusz!A:H,3,FALSE),\"Brak towaru\")","v":"Patchcord CobiCabling RJ45-RJ45 kat. 5e U/UTP PVC 1m czarny"},{"$f":"IFERROR(VLOOKUP(D285,Arkusz!A:H,6,FALSE),\"-\")","v":"Cobi Cu kable krosowe"},0.0,{"$f":"IFERROR(IF(VLOOKUP(D285,Arkusz!A:K,5,FALSE)=0,(IF(VLOOKUP(D285,Arkusz!A:K,11,FALSE)=0,\"Na zapytanie\",VLOOKUP(D285,Arkusz!A:K,11,FALSE))),(VLOOKUP(D285,Arkusz!A:K,5,FALSE))),\"Na zapytanie\")","v":9.04},9.04,{"$f":"IFERROR(IF(VLOOKUP(D285,Arkusz!A:H,5,FALSE)=0,IF(H285=\"Na zapytanie\",\"\",\"EUR\"),\"PLN\"),\"\")","v":"PLN"}]
[null,null,null,"C14-5050-1,5",{"$f":"IFERROR(VLOOKUP(D286,Arkusz!A:H,3,FALSE),\"Brak towaru\")","v":"Patchcord CobiCabling RJ45-RJ45 kat. 5e U/UTP PVC 1,5m czarny"},{"$f":"IFERROR(VLOOKUP(D286,Arkusz!A:H,6,FALSE),\"-\")","v":"Cobi Cu kable krosowe"},0.0,{"$f":"IFERROR(IF(VLOOKUP(D286,Arkusz!A:K,5,FALSE)=0,(IF(VLOOKUP(D286,Arkusz!A:K,11,FALSE)=0,\"Na zapytanie\",VLOOKUP(D286,Arkusz!A:K,11,FALSE))),(VLOOKUP(D286,Arkusz!A:K,5,FALSE))),\"Na zapytanie\")","v":11.12},11.12,{"$f":"IFERROR(IF(VLOOKUP(D286,Arkusz!A:H,5,FALSE)=0,IF(H286=\"Na zapytanie\",\"\",\"EUR\"),\"PLN\"),\"\")","v":"PLN"}]
[null,null,null,"C14-5050-2,0",{"$f":"IFERROR(VLOOKUP(D287,Arkusz!A:H,3,FALSE),\"Brak towaru\")","v":"Patchcord CobiCabling RJ45-RJ45 kat. 5e U/UTP PVC 2m czarny"},{"$f":"IFERROR(VLOOKUP(D287,Arkusz!A:H,6,FALSE),\"-\")","v":"Cobi Cu kable krosowe"},0.0,{"$f":"IFERROR(IF(VLOOKUP(D287,Arkusz!A:K,5,FALSE)=0,(IF(VLOOKUP(D287,Arkusz!A:K,11,FALSE)=0,\"Na zapytanie\",VLOOKUP(D287,Arkusz!A:K,11,FALSE))),(VLOOKUP(D287,Arkusz!A:K,5,FALSE))),\"Na zapytanie\")","v":12.8},12.8,{"$f":"IFERROR(IF(VLOOKUP(D287,Arkusz!A:H,5,FALSE)=0,IF(H287=\"Na zapytanie\",\"\",\"EUR\"),\"PLN\"),\"\")","v":"PLN"}]
[null,null,null,"C14-5050-3,0",{"$f":"IFERROR(VLOOKUP(D288,Arkusz!A:H,3,FALSE),\"Brak towaru\")","v":"Patchcord CobiCabling RJ45-RJ45 kat. 5e U/UTP PVC 3m czarny"},{"$f":"IFERROR(VLOOKUP(D288,Arkusz!A:H,6,FALSE),\"-\")","v":"Cobi Cu kable krosowe"},0.0,{"$f":"IFERROR(IF(VLOOKUP(D288,Arkusz!A:K,5,FALSE)=0,(IF(VLOOKUP(D288,Arkusz!A:K,11,FALSE)=0,\"Na zapytanie\",VLOOKUP(D288,Arkusz!A:K,11,FALSE))),(VLOOKUP(D288,Arkusz!A:K,5,FALSE))),\"Na zapytanie\")","v":16.72},16.72,{"$f":"IFERROR(IF(VLOOKUP(D288,Arkusz!A:H,5,FALSE)=0,IF(H288=\"Na zapytanie\",\"\",\"EUR\"),\"PLN\"),\"\")","v":"PLN"}]
[null,null,null,"C14-5050-5,0",{"$f":"IFERROR(VLOOKUP(D289,Arkusz!A:H,3,FALSE),\"Brak towaru\")","v":"Patchcord CobiCabling RJ45-RJ45 kat. 5e U/UTP PVC 5m czarny"},{"$f":"IFERROR(VLOOKUP(D289,Arkusz!A:H,6,FALSE),\"-\")","v":"Cobi Cu kable krosowe"},0.0,{"$f":"IFERROR(IF(VLOOKUP(D289,Arkusz!A:K,5,FALSE)=0,(IF(VLOOKUP(D289,Arkusz!A:K,11,FALSE)=0,\"Na zapytanie\",VLOOKUP(D289,Arkusz!A:K,11,FALSE))),(VLOOKUP(D289,Arkusz!A:K,5,FALSE))),\"Na zapytanie\")","v":23.04},23.04,{"$f":"IFERROR(IF(VLOOKUP(D289,Arkusz!A:H,5,FALSE)=0,IF(H289=\"Na zapytanie\",\"\",\"EUR\"),\"PLN\"),\"\")","v":"PLN"}]
[null,null,null,"C14-5050-7,5",{"$f":"IFERROR(VLOOKUP(D290,Arkusz!A:H,3,FALSE),\"Brak towaru\")","v":"Patchcord CobiCabling RJ45-RJ45 kat. 5e U/UTP PVC 7,5m czarny"},{"$f":"IFERROR(VLOOKUP(D290,Arkusz!A:H,6,FALSE),\"-\")","v":"Cobi Cu kable krosowe"},0.0,{"$f":"IFERROR(IF(VLOOKUP(D290,Arkusz!A:K,5,FALSE)=0,(IF(VLOOKUP(D290,Arkusz!A:K,11,FALSE)=0,\"Na zapytanie\",VLOOKUP(D290,Arkusz!A:K,11,FALSE))),(VLOOKUP(D290,Arkusz!A:K,5,FALSE))),\"Na zapytanie\")","v":"Na zapytanie"},"",{"$f":"IFERROR(IF(VLOOKUP(D290,Arkusz!A:H,5,FALSE)=0,IF(H290=\"Na zapytanie\",\"\",\"EUR\"),\"PLN\"),\"\")","v":""}]
[null,null,null,"C14-5050-10,0",{"$f":"IFERROR(VLOOKUP(D291,Arkusz!A:H,3,FALSE),\"Brak towaru\")","v":"Patchcord CobiCabling RJ45-RJ45 kat. 5e U/UTP PVC 10m czarny"},{"$f":"IFERROR(VLOOKUP(D291,Arkusz!A:H,6,FALSE),\"-\")","v":"Cobi Cu kable krosowe"},0.0,{"$f":"IFERROR(IF(VLOOKUP(D291,Arkusz!A:K,5,FALSE)=0,(IF(VLOOKUP(D291,Arkusz!A:K,11,FALSE)=0,\"Na zapytanie\",VLOOKUP(D291,Arkusz!A:K,11,FALSE))),(VLOOKUP(D291,Arkusz!A:K,5,FALSE))),\"Na zapytanie\")","v":"Na zapytanie"},"",{"$f":"IFERROR(IF(VLOOKUP(D291,Arkusz!A:H,5,FALSE)=0,IF(H291=\"Na zapytanie\",\"\",\"EUR\"),\"PLN\"),\"\")","v":""}]
[null,null,null,"C14-5050-15,0",{"$f":"IFERROR(VLOOKUP(D292,Arkusz!A:H,3,FALSE),\"Brak towaru\")","v":"Patchcord CobiCabling RJ45-RJ45 kat. 5e U/UTP PVC 15m czarny"},{"$f":"IFERROR(VLOOKUP(D292,Arkusz!A:H,6,FALSE),\"-\")","v":"Cobi Cu kable krosowe"},0.0,{"$f":"IFERROR(IF(VLOOKUP(D292,Arkusz!A:K,5,FALSE)=0,(IF(VLOOKUP(D292,Arkusz!A:K,11,FALSE)=0,\"Na zapytanie\",VLOOKUP(D292,Arkusz!A:K,11,FALSE))),(VLOOKUP(D292,Arkusz!A:K,5,FALSE))),\"Na zapytanie\")","v":"Na zapytanie"},"",{"$f":"IFERROR(IF(VLOOKUP(D292,Arkusz!A:H,5,FALSE)=0,IF(H292=\"Na zapytanie\",\"\",\"EUR\"),\"PLN\"),\"\")","v":""}]
[null,"Patch-panele niewyposażone keystone"]
[null,null,null,"C12-0000",{"$f":"IFERROR(VLOOKUP(D294,Arkusz!A:H,3,FALSE),\"Brak towaru\")","v":"Patch Panel CobiCabling 19\" 24xRJ45 1U niewyposażony, szary"},{"$f":"IFERROR(VLOOKUP(D294,Arkusz!A:H,6,FALSE),\"-\")","v":"Cobi Cu okablowanie"},0.0,{"$f":"IFERROR(IF(VLOOKUP(D294,Arkusz!A:K,5,FALSE)=0,(IF(VLOOKUP(D294,Arkusz!A:K,11,FALSE)=0,\"Na zapytanie\",VLOOKUP(D294,Arkusz!A:K,11,FALSE))),(VLOOKUP(D294,Arkusz!A:K,5,FALSE))),\"Na zapytanie\")","v":123.84},{"$f":"IFERROR(IF(H294=\"Na zapytanie\",\"\",H294*(1-G294)),\"\")","v":123.84},{"$f":"IFERROR(IF(VLOOKUP(D294,Arkusz!A:H,5,FALSE)=0,IF(H294=\"Na zapytanie\",\"\",\"EUR\"),\"PLN\"),\"\")","v":"PLN"}]
[null,null,null,"C12-0100",{"$f":"IFERROR(VLOOKUP(D295,Arkusz!A:H,3,FALSE),\"Brak towaru\")","v":"Patch Panel CobiCabling 19\" 24xRJ45 1U niewyposażony, czarny"},{"$f":"IFERROR(VLOOKUP(D295,Arkusz!A:H,6,FALSE),\"-\")","v":"Cobi Cu okablowanie"},0.0,{"$f":"IFERROR(IF(VLOOKUP(D295,Arkusz!A:K,5,FALSE)=0,(IF(VLOOKUP(D295,Arkusz!A:K,11,FALSE)=0,\"Na zapytanie\",VLOOKUP(D295,Arkusz!A:K,11,FALSE))),(VLOOKUP(D295,Arkusz!A:K,5,FALSE))),\"Na zapytanie\")","v":118.28},118.28,{"$f":"IFERROR(IF(VLOOKUP(D295,Arkusz!A:H,5,FALSE)=0,IF(H295=\"Na zapytanie\",\"\",\"EUR\"),\"PLN\"),\"\")","v":"PLN"}]
[null,null,null,"C12-0101",{"$f":"IFERROR(VLOOKUP(D296,Arkusz!A:H,3,FALSE),\"Brak towaru\")","v":"Patch Panel CobiCabling 19\" 48xRJ45 1U niewyposażony, czarny"},{"$f":"IFERROR(VLOOKUP(D296,Arkusz!A:H,6,FALSE),\"-\")","v":"Cobi Cu okablowanie"},0.0,{"$f":"IFERROR(IF(VLOOKUP(D296,Arkusz!A:K,5,FALSE)=0,(IF(VLOOKUP(D296,Arkusz!A:K,11,FALSE)=0,\"Na zapytanie\",VLOOKUP(D296,Arkusz!A:K,11,FALSE))),(VLOOKUP(D296,Arkusz!A:K,5,FALSE))),\"Na zapytanie\")","v":171.24},171.24,{"$f":"IFERROR(IF(VLOOKUP(D296,Arkusz!A:H,5,FALSE)=0,IF(H296=\"Na zapytanie\",\"\",\"EUR\"),\"PLN\"),\"\")","v":"PLN"}]
[null,null,null,"C12-0020",{"$f":"IFERROR(VLOOKUP(D297,Arkusz!A:H,3,FALSE),\"Brak towaru\")","v":"Patch Panel CobiCabling 19\" 24xRJ45 1U niewyposażony szary, bez półki"},{"$f":"IFERROR(VLOOKUP(D297,Arkusz!A:H,6,FALSE),\"-\")","v":"Cobi Cu okablowanie"},0.0,{"$f":"IFERROR(IF(VLOOKUP(D297,Arkusz!A:K,5,FALSE)=0,(IF(VLOOKUP(D297,Arkusz!A:K,11,FALSE)=0,\"Na zapytanie\",VLOOKUP(D297,Arkusz!A:K,11,FALSE))),(VLOOKUP(D297,Arkusz!A:K,5,FALSE))),\"Na zapytanie\")","v":94.62},94.62,{"$f":"IFERROR(IF(VLOOKUP(D297,Arkusz!A:H,5,FALSE)=0,IF(H297=\"Na zapytanie\",\"\",\"EUR\"),\"PLN\"),\"\")","v":"PLN"}]
[null,null,null,"C12-0120",{"$f":"IFERROR(VLOOKUP(D298,Arkusz!A:H,3,FALSE),\"Brak towaru\")","v":"Patch Panel CobiCabling 19\" 24xRJ45 1U niewyposażony, czarny"},{"$f":"IFERROR(VLOOKUP(D298,Arkusz!A:H,6,FALSE),\"-\")","v":"Cobi Cu okablowanie"},0.0,{"$f":"IFERROR(IF(VLOOKUP(D298,Arkusz!A:K,5,FALSE)=0,(IF(VLOOKUP(D298,Arkusz!A:K,11,FALSE)=0,\"Na zapytanie\",VLOOKUP(D298,Arkusz!A:K,11,FALSE))),(VLOOKUP(D298,Arkusz!A:K,5,FALSE))),\"Na zapytanie\")","v":90.85},90.85,{"$f":"IFERROR(IF(VLOOKUP(D298,Arkusz!A:H,5,FALSE)=0,IF(H298=\"Na zapytanie\",\"\",\"EUR\"),\"PLN\"),\"\")","v":"PLN"}]
[null,null,null,"C12-0021",{"$f":"IFERROR(VLOOKUP(D299,Arkusz!A:H,3,FALSE),\"Brak towaru\")","v":"Patch Panel CobiCabling 19\" 48xRJ45 1,5U niewyposażony szary, bez półki"},{"$f":"IFERROR(VLOOKUP(D299,Arkusz!A:H,6,FALSE),\"-\")","v":"Cobi Cu okablowanie"},0.0,{"$f":"IFERROR(IF(VLOOKUP(D299,Arkusz!A:K,5,FALSE)=0,(IF(VLOOKUP(D299,Arkusz!A:K,11,FALSE)=0,\"Na zapytanie\",VLOOKUP(D299,Arkusz!A:K,11,FALSE))),(VLOOKUP(D299,Arkusz!A:K,5,FALSE))),\"Na zapytanie\")","v":220.64},220.64,{"$f":"IFERROR(IF(VLOOKUP(D299,Arkusz!A:H,5,FALSE)=0,IF(H299=\"Na zapytanie\",\"\",\"EUR\"),\"PLN\"),\"\")","v":"PLN"}]
[null,"Patch-panele telefoniczne kat. 3"]
[null,null,null,"C12-3022",{"$f":"IFERROR(VLOOKUP(D301,Arkusz!A:H,3,FALSE),\"Brak towaru\")","v":"Patch panel telefoniczny 19\" kat. 3 UTP 50xRJ45 1U szary"},{"$f":"IFERROR(VLOOKUP(D301,Arkusz!A:H,6,FALSE),\"-\")","v":"Cobi Cu okablowanie"},0.0,{"$f":"IFERROR(IF(VLOOKUP(D301,Arkusz!A:K,5,FALSE)=0,(IF(VLOOKUP(D301,Arkusz!A:K,11,FALSE)=0,\"Na zapytanie\",VLOOKUP(D301,Arkusz!A:K,11,FALSE))),(VLOOKUP(D301,Arkusz!A:K,5,FALSE))),\"Na zapytanie\")","v":339.32},{"$f":"IFERROR(IF(H301=\"Na zapytanie\",\"\",H301*(1-G301)),\"\")","v":339.32},{"$f":"IFERROR(IF(VLOOKUP(D301,Arkusz!A:H,5,FALSE)=0,IF(H301=\"Na zapytanie\",\"\",\"EUR\"),\"PLN\"),\"\")","v":"PLN"}]
[null,null,null,"C12-3122",{"$f":"IFERROR(VLOOKUP(D302,Arkusz!A:H,3,FALSE),\"Brak towaru\")","v":"Patch panel telefoniczny 19\" kat. 3 UTP 50xRJ45 1U czarny"},{"$f":"IFERROR(VLOOKUP(D302,Arkusz!A:H,6,FALSE),\"-\")","v":"Cobi Cu okablowanie"},0.0,{"$f":"IFERROR(IF(VLOOKUP(D302,Arkusz!A:K,5,FALSE)=0,(IF(VLOOKUP(D302,Arkusz!A:K,11,FALSE)=0,\"Na zapytanie\",VLOOKUP(D302,Arkusz!A:K,11,FALSE))),(VLOOKUP(D302,Arkusz!A:K,5,FALSE))),\"Na zapytanie\")","v":359.95},359.95,{"$f":"IFERROR(IF(VLOOKUP(D302,Arkusz!A:H,5,FALSE)=0,IF(H302=\"Na zapytanie\",\"\",\"EUR\"),\"PLN\"),\"\")","v":"PLN"}]
[null,null,null,"C12-3020",{"$f":"IFERROR(VLOOKUP(D303,Arkusz!A:H,3,FALSE),\"Brak towaru\")","v":"Patch panel telefoniczny 19\" kat. 3 UTP 25xRJ45 1U szary"},{"$f":"IFERROR(VLOOKUP(D303,Arkusz!A:H,6,FALSE),\"-\")","v":"Cobi Cu okablowanie"},0.0,{"$f":"IFERROR(IF(VLOOKUP(D303,Arkusz!A:K,5,FALSE)=0,(IF(VLOOKUP(D303,Arkusz!A:K,11,FALSE)=0,\"Na zapytanie\",VLOOKUP(D303,Arkusz!A:K,11,FALSE))),(VLOOKUP(D303,Arkusz!A:K,5,FALSE))),\"Na zapytanie\")","v":285.61},285.61,{"$f":"IFERROR(IF(VLOOKUP(D303,Arkusz!A:H,5,FALSE)=0,IF(H303=\"Na zapytanie\",\"\",\"EUR\"),\"PLN\"),\"\")","v":"PLN"}]
[null,null,null,"C12-3120",{"$f":"IFERROR(VLOOKUP(D304,Arkusz!A:H,3,FALSE),\"Brak towaru\")","v":"Patch panel telefoniczny 19\" kat. 3 UTP 25xRJ45 1U czarny"},{"$f":"IFERROR(VLOOKUP(D304,Arkusz!A:H,6,FALSE),\"-\")","v":"Cobi Cu okablowanie"},0.0,{"$f":"IFERROR(IF(VLOOKUP(D304,Arkusz!A:K,5,FALSE)=0,(IF(VLOOKUP(D304,Arkusz!A:K,11,FALSE)=0,\"Na zapytanie\",VLOOKUP(D304,Arkusz!A:K,11,FALSE))),(VLOOKUP(D304,Arkusz!A:K,5,FALSE))),\"Na zapytanie\")","v":240.51},240.51,{"$f":"IFERROR(IF(VLOOKUP(D304,Arkusz!A:H,5,FALSE)=0,IF(H304=\"Na zapytanie\",\"\",\"EUR\"),\"PLN\"),\"\")","v":"PLN"}]
[null,null,null,"C12-3021",{"$f":"IFERROR(VLOOKUP(D305,Arkusz!A:H,3,FALSE),\"Brak towaru\")","v":"Patch panel telefoniczny 19\" kat. 3 UTP 32xRJ45 1U szary"},{"$f":"IFERROR(VLOOKUP(D305,Arkusz!A:H,6,FALSE),\"-\")","v":"Cobi Cu okablowanie"},0.0,{"$f":"IFERROR(IF(VLOOKUP(D305,Arkusz!A:K,5,FALSE)=0,(IF(VLOOKUP(D305,Arkusz!A:K,11,FALSE)=0,\"Na zapytanie\",VLOOKUP(D305,Arkusz!A:K,11,FALSE))),(VLOOKUP(D305,Arkusz!A:K,5,FALSE))),\"Na zapytanie\")","v":240.81},240.81,{"$f":"IFERROR(IF(VLOOKUP(D305,Arkusz!A:H,5,FALSE)=0,IF(H305=\"Na zapytanie\",\"\",\"EUR\"),\"PLN\"),\"\")","v":"PLN"}]
[null,"Kable zewnętrzne"]
[null,null,null,"C13-5900",{"$f":"IFERROR(VLOOKUP(D307,Arkusz!A:H,3,FALSE),\"Brak towaru\")","v":"Kabel CobiCabling kat. 5e U/UTP PE 200MHz zewnętrzny suchy Fca 500m"},{"$f":"IFERROR(VLOOKUP(D307,Arkusz!A:H,6,FALSE),\"-\")","v":"Cobi Cu kable"},0.0,{"$f":"IFERROR(IF(VLOOKUP(D307,Arkusz!A:K,5,FALSE)=0,(IF(VLOOKUP(D307,Arkusz!A:K,11,FALSE)=0,\"Na zapytanie\",VLOOKUP(D307,Arkusz!A:K,11,FALSE))),(VLOOKUP(D307,Arkusz!A:K,5,FALSE))),\"Na zapytanie\")","v":1.82},{"$f":"IFERROR(IF(H307=\"Na zapytanie\",\"\",H307*(1-G307)),\"\")","v":1.82},{"$f":"IFERROR(IF(VLOOKUP(D307,Arkusz!A:H,5,FALSE)=0,IF(H307=\"Na zapytanie\",\"\",\"EUR\"),\"PLN\"),\"\")","v":"PLN"}]
[null,null,null,"C23-5940",{"$f":"IFERROR(VLOOKUP(D308,Arkusz!A:H,3,FALSE),\"Brak towaru\")","v":"Kabel CobiCabling kat. 5e F/UTP PE 200MHz zewnętrzny suchy Fca 500m"},{"$f":"IFERROR(VLOOKUP(D308,Arkusz!A:H,6,FALSE),\"-\")","v":"Cobi Cu kable"},0.0,{"$f":"IFERROR(IF(VLOOKUP(D308,Arkusz!A:K,5,FALSE)=0,(IF(VLOOKUP(D308,Arkusz!A:K,11,FALSE)=0,\"Na zapytanie\",VLOOKUP(D308,Arkusz!A:K,11,FALSE))),(VLOOKUP(D308,Arkusz!A:K,5,FALSE))),\"Na zapytanie\")","v":2.44},2.44,{"$f":"IFERROR(IF(VLOOKUP(D308,Arkusz!A:H,5,FALSE)=0,IF(H308=\"Na zapytanie\",\"\",\"EUR\"),\"PLN\"),\"\")","v":"PLN"}]
[null,null,null,"C13-6900",{"$f":"IFERROR(VLOOKUP(D309,Arkusz!A:H,3,FALSE),\"Brak towaru\")","v":"Kabel CobiCabling kat. 6 U/UTP PE 450MHz zewnętrzny suchy Fca 500m"},{"$f":"IFERROR(VLOOKUP(D309,Arkusz!A:H,6,FALSE),\"-\")","v":"Cobi Cu kable"},0.0,{"$f":"IFERROR(IF(VLOOKUP(D309,Arkusz!A:K,5,FALSE)=0,(IF(VLOOKUP(D309,Arkusz!A:K,11,FALSE)=0,\"Na zapytanie\",VLOOKUP(D309,Arkusz!A:K,11,FALSE))),(VLOOKUP(D309,Arkusz!A:K,5,FALSE))),\"Na zapytanie\")","v":2.58},2.58,{"$f":"IFERROR(IF(VLOOKUP(D309,Arkusz!A:H,5,FALSE)=0,IF(H309=\"Na zapytanie\",\"\",\"EUR\"),\"PLN\"),\"\")","v":"PLN"}]
[null,null,null,"C23-6940",{"$f":"IFERROR(VLOOKUP(D310,Arkusz!A:H,3,FALSE),\"Brak towaru\")","v":"Kabel CobiCabling kat. 6 F/UTP PE 450MHz zewnętrzny suchy Fca 500m"},{"$f":"IFERROR(VLOOKUP(D310,Arkusz!A:H,6,FALSE),\"-\")","v":"Cobi Cu kable"},0.0,{"$f":"IFERROR(IF(VLOOKUP(D310,Arkusz!A:K,5,FALSE)=0,(IF(VLOOKUP(D310,Arkusz!A:K,11,FALSE)=0,\"Na zapytanie\",VLOOKUP(D310,Arkusz!A:K,11,FALSE))),(VLOOKUP(D310,Arkusz!A:K,5,FALSE))),\"Na zapytanie\")","v":3.15},3.15,{"$f":"IFERROR(IF(VLOOKUP(D310,Arkusz!A:H,5,FALSE)=0,IF(H310=\"Na zapytanie\",\"\",\"EUR\"),\"PLN\"),\"\")","v":"PLN"}]
[null,null,null,"C23-1930",{"$f":"IFERROR(VLOOKUP(D311,Arkusz!A:H,3,FALSE),\"Brak towaru\")","v":"Kabel CobiCabling kat. 6A/7 U/FTP PE 700MHz zewnętrzny suchy Fca 500m"},{"$f":"IFERROR(VLOOKUP(D311,Arkusz!A:H,6,FALSE),\"-\")","v":"Cobi Cu kable"},0.0,{"$f":"IFERROR(IF(VLOOKUP(D311,Arkusz!A:K,5,FALSE)=0,(IF(VLOOKUP(D311,Arkusz!A:K,11,FALSE)=0,\"Na zapytanie\",VLOOKUP(D311,Arkusz!A:K,11,FALSE))),(VLOOKUP(D311,Arkusz!A:K,5,FALSE))),\"Na zapytanie\")","v":3.28},3.28,{"$f":"IFERROR(IF(VLOOKUP(D311,Arkusz!A:H,5,FALSE)=0,IF(H311=\"Na zapytanie\",\"\",\"EUR\"),\"PLN\"),\"\")","v":"PLN"}]
[null,null,null,"C23-7910",{"$f":"IFERROR(VLOOKUP(D312,Arkusz!A:H,3,FALSE),\"Brak towaru\")","v":"Kabel CobiCabling kat. 7/7A S/FTP PE 1000MHz zewnętrzny suchy Fca 500m "},{"$f":"IFERROR(VLOOKUP(D312,Arkusz!A:H,6,FALSE),\"-\")","v":"Cobi Cu kable"},0.0,{"$f":"IFERROR(IF(VLOOKUP(D312,Arkusz!A:K,5,FALSE)=0,(IF(VLOOKUP(D312,Arkusz!A:K,11,FALSE)=0,\"Na zapytanie\",VLOOKUP(D312,Arkusz!A:K,11,FALSE))),(VLOOKUP(D312,Arkusz!A:K,5,FALSE))),\"Na zapytanie\")","v":3.76},3.76,{"$f":"IFERROR(IF(VLOOKUP(D312,Arkusz!A:H,5,FALSE)=0,IF(H312=\"Na zapytanie\",\"\",\"EUR\"),\"PLN\"),\"\")","v":"PLN"}]
[null,null,null,"C13-5909",{"$f":"IFERROR(VLOOKUP(D313,Arkusz!A:H,3,FALSE),\"Brak towaru\")","v":"Kabel CobiCable  U/UTP 100MHz kat.5e  outdoor żelowany "},{"$f":"IFERROR(VLOOKUP(D313,Arkusz!A:H,6,FALSE),\"-\")","v":"Cobi Cu kable"},0.0,{"$f":"IFERROR(IF(VLOOKUP(D313,Arkusz!A:K,5,FALSE)=0,(IF(VLOOKUP(D313,Arkusz!A:K,11,FALSE)=0,\"Na zapytanie\",VLOOKUP(D313,Arkusz!A:K,11,FALSE))),(VLOOKUP(D313,Arkusz!A:K,5,FALSE))),\"Na zapytanie\")","v":2.78},2.78,{"$f":"IFERROR(IF(VLOOKUP(D313,Arkusz!A:H,5,FALSE)=0,IF(H313=\"Na zapytanie\",\"\",\"EUR\"),\"PLN\"),\"\")","v":"PLN"}]
[null,"Łączniki kabla"]
[null,null,null,"C16-5220",{"$f":"IFERROR(VLOOKUP(D315,Arkusz!A:H,3,FALSE),\"Brak towaru\")","v":"Łącznik kabla kat. 5e nieekranowany CobiNet TopConnect"},{"$f":"IFERROR(VLOOKUP(D315,Arkusz!A:H,6,FALSE),\"-\")","v":"Cobi Cu okablowanie"},0.0,{"$f":"IFERROR(IF(VLOOKUP(D315,Arkusz!A:K,5,FALSE)=0,(IF(VLOOKUP(D315,Arkusz!A:K,11,FALSE)=0,\"Na zapytanie\",VLOOKUP(D315,Arkusz!A:K,11,FALSE))),(VLOOKUP(D315,Arkusz!A:K,5,FALSE))),\"Na zapytanie\")","v":28.06},{"$f":"IFERROR(IF(H315=\"Na zapytanie\",\"\",H315*(1-G315)),\"\")","v":28.06},{"$f":"IFERROR(IF(VLOOKUP(D315,Arkusz!A:H,5,FALSE)=0,IF(H315=\"Na zapytanie\",\"\",\"EUR\"),\"PLN\"),\"\")","v":"PLN"}]
[null,null,null,"C26-6220",{"$f":"IFERROR(VLOOKUP(D316,Arkusz!A:H,3,FALSE),\"Brak towaru\")","v":"Łącznik kabla kat. 6 ekranowany CobiNet TopConnect"},{"$f":"IFERROR(VLOOKUP(D316,Arkusz!A:H,6,FALSE),\"-\")","v":"Cobi Cu okablowanie"},0.0,{"$f":"IFERROR(IF(VLOOKUP(D316,Arkusz!A:K,5,FALSE)=0,(IF(VLOOKUP(D316,Arkusz!A:K,11,FALSE)=0,\"Na zapytanie\",VLOOKUP(D316,Arkusz!A:K,11,FALSE))),(VLOOKUP(D316,Arkusz!A:K,5,FALSE))),\"Na zapytanie\")","v":61.89},61.89,{"$f":"IFERROR(IF(VLOOKUP(D316,Arkusz!A:H,5,FALSE)=0,IF(H316=\"Na zapytanie\",\"\",\"EUR\"),\"PLN\"),\"\")","v":"PLN"}]
[null,null,null,"C26-7220",{"$f":"IFERROR(VLOOKUP(D317,Arkusz!A:H,3,FALSE),\"Brak towaru\")","v":"Łącznik kabla kat. 7 ekranowany CobiNet TopConnect"},{"$f":"IFERROR(VLOOKUP(D317,Arkusz!A:H,6,FALSE),\"-\")","v":"Cobi Cu okablowanie"},0.0,{"$f":"IFERROR(IF(VLOOKUP(D317,Arkusz!A:K,5,FALSE)=0,(IF(VLOOKUP(D317,Arkusz!A:K,11,FALSE)=0,\"Na zapytanie\",VLOOKUP(D317,Arkusz!A:K,11,FALSE))),(VLOOKUP(D317,Arkusz!A:K,5,FALSE))),\"Na zapytanie\")","v":66.1},66.1,{"$f":"IFERROR(IF(VLOOKUP(D317,Arkusz!A:H,5,FALSE)=0,IF(H317=\"Na zapytanie\",\"\",\"EUR\"),\"PLN\"),\"\")","v":"PLN"}]
[null,null,null,"C16-6420",{"$f":"IFERROR(VLOOKUP(D318,Arkusz!A:H,3,FALSE),\"Brak towaru\")","v":"Łącznik RJ45-RJ45 kat. 6 UTP typu keystone"},{"$f":"IFERROR(VLOOKUP(D318,Arkusz!A:H,6,FALSE),\"-\")","v":"Cobi Cu okablowanie"},0.0,{"$f":"IFERROR(IF(VLOOKUP(D318,Arkusz!A:K,5,FALSE)=0,(IF(VLOOKUP(D318,Arkusz!A:K,11,FALSE)=0,\"Na zapytanie\",VLOOKUP(D318,Arkusz!A:K,11,FALSE))),(VLOOKUP(D318,Arkusz!A:K,5,FALSE))),\"Na zapytanie\")","v":17.43},17.43,{"$f":"IFERROR(IF(VLOOKUP(D318,Arkusz!A:H,5,FALSE)=0,IF(H318=\"Na zapytanie\",\"\",\"EUR\"),\"PLN\"),\"\")","v":"PLN"}]
[null,null,null,"C26-6420",{"$f":"IFERROR(VLOOKUP(D319,Arkusz!A:H,3,FALSE),\"Brak towaru\")","v":"Łącznik RJ45-RJ45 kat. 6 STP typu keystone"},{"$f":"IFERROR(VLOOKUP(D319,Arkusz!A:H,6,FALSE),\"-\")","v":"Cobi Cu okablowanie"},0.0,{"$f":"IFERROR(IF(VLOOKUP(D319,Arkusz!A:K,5,FALSE)=0,(IF(VLOOKUP(D319,Arkusz!A:K,11,FALSE)=0,\"Na zapytanie\",VLOOKUP(D319,Arkusz!A:K,11,FALSE))),(VLOOKUP(D319,Arkusz!A:K,5,FALSE))),\"Na zapytanie\")","v":22.63},22.63,{"$f":"IFERROR(IF(VLOOKUP(D319,Arkusz!A:H,5,FALSE)=0,IF(H319=\"Na zapytanie\",\"\",\"EUR\"),\"PLN\"),\"\")","v":"PLN"}]
[null,"Zaślepki keystone"]
[null,null,null,"C30-0109",{"$f":"IFERROR(VLOOKUP(D321,Arkusz!A:H,3,FALSE),\"Brak towaru\")","v":"Zaślepka otworu modułu RJ45 keystone czarna"},{"$f":"IFERROR(VLOOKUP(D321,Arkusz!A:H,6,FALSE),\"-\")","v":"Cobi Cu okablowanie"},0.0,{"$f":"IFERROR(IF(VLOOKUP(D321,Arkusz!A:K,5,FALSE)=0,(IF(VLOOKUP(D321,Arkusz!A:K,11,FALSE)=0,\"Na zapytanie\",VLOOKUP(D321,Arkusz!A:K,11,FALSE))),(VLOOKUP(D321,Arkusz!A:K,5,FALSE))),\"Na zapytanie\")","v":1.43},{"$f":"IFERROR(IF(H321=\"Na zapytanie\",\"\",H321*(1-G321)),\"\")","v":1.43},{"$f":"IFERROR(IF(VLOOKUP(D321,Arkusz!A:H,5,FALSE)=0,IF(H321=\"Na zapytanie\",\"\",\"EUR\"),\"PLN\"),\"\")","v":"PLN"}]
[null,null,null,"C30-0108",{"$f":"IFERROR(VLOOKUP(D322,Arkusz!A:H,3,FALSE),\"Brak towaru\")","v":"Zaślepka otworu modułu RJ45 keystone biała"},{"$f":"IFERROR(VLOOKUP(D322,Arkusz!A:H,6,FALSE),\"-\")","v":"Cobi Cu okablowanie"},0.0,{"$f":"IFERROR(IF(VLOOKUP(D322,Arkusz!A:K,5,FALSE)=0,(IF(VLOOKUP(D322,Arkusz!A:K,11,FALSE)=0,\"Na zapytanie\",VLOOKUP(D322,Arkusz!A:K,11,FALSE))),(VLOOKUP(D322,Arkusz!A:K,5,FALSE))),\"Na zapytanie\")","v":1.56},1.56,{"$f":"IFERROR(IF(VLOOKUP(D322,Arkusz!A:H,5,FALSE)=0,IF(H322=\"Na zapytanie\",\"\",\"EUR\"),\"PLN\"),\"\")","v":"PLN"}]
[null,"Gniazda przyłączeniowe"]
[null,null,"kat. 5e"]
[null,null,null,6.9320001E7,{"$f":"IFERROR(VLOOKUP(D325,Arkusz!A:H,3,FALSE),\"Brak towaru\")","v":"Gniazdo przyłączeniowe kat. 5e STP 2xRJ45 50x50 z ramką 80x80, białe, doprowadzenie kabla góra/dół"},{"$f":"IFERROR(VLOOKUP(D325,Arkusz!A:H,6,FALSE),\"-\")","v":"Cobi Cu okablowanie"},0.0,{"$f":"IFERROR(IF(VLOOKUP(D325,Arkusz!A:K,5,FALSE)=0,(IF(VLOOKUP(D325,Arkusz!A:K,11,FALSE)=0,\"Na zapytanie\",VLOOKUP(D325,Arkusz!A:K,11,FALSE))),(VLOOKUP(D325,Arkusz!A:K,5,FALSE))),\"Na zapytanie\")","v":26.7},{"$f":"IFERROR(IF(H325=\"Na zapytanie\",\"\",H325*(1-G325)),\"\")","v":26.7},{"$f":"IFERROR(IF(VLOOKUP(D325,Arkusz!A:H,5,FALSE)=0,IF(H325=\"Na zapytanie\",\"\",\"EUR\"),\"PLN\"),\"\")","v":"PLN"}]
[null,null,null,6.9320011E7,{"$f":"IFERROR(VLOOKUP(D326,Arkusz!A:H,3,FALSE),\"Brak towaru\")","v":"Gniazdo przyłączeniowe kat. 5e STP 2xRJ45 50x50 z ramką 80x80, białe, boczne doprowadzenie kabla"},{"$f":"IFERROR(VLOOKUP(D326,Arkusz!A:H,6,FALSE),\"-\")","v":"Cobi Cu okablowanie"},0.0,{"$f":"IFERROR(IF(VLOOKUP(D326,Arkusz!A:K,5,FALSE)=0,(IF(VLOOKUP(D326,Arkusz!A:K,11,FALSE)=0,\"Na zapytanie\",VLOOKUP(D326,Arkusz!A:K,11,FALSE))),(VLOOKUP(D326,Arkusz!A:K,5,FALSE))),\"Na zapytanie\")","v":26.22},26.22,{"$f":"IFERROR(IF(VLOOKUP(D326,Arkusz!A:H,5,FALSE)=0,IF(H326=\"Na zapytanie\",\"\",\"EUR\"),\"PLN\"),\"\")","v":"PLN"}]
[null,null,"kat. 6"]
[null,null,null,6.9321301E7,{"$f":"IFERROR(VLOOKUP(D328,Arkusz!A:H,3,FALSE),\"Brak towaru\")","v":"Gniazdo przyłączeniowe kat. 6 UTP 2xRJ45 50x50 z ramką 80x80, białe, doprowadzenie kabla góra/dół"},{"$f":"IFERROR(VLOOKUP(D328,Arkusz!A:H,6,FALSE),\"-\")","v":"Cobi Cu okablowanie"},0.0,{"$f":"IFERROR(IF(VLOOKUP(D328,Arkusz!A:K,5,FALSE)=0,(IF(VLOOKUP(D328,Arkusz!A:K,11,FALSE)=0,\"Na zapytanie\",VLOOKUP(D328,Arkusz!A:K,11,FALSE))),(VLOOKUP(D328,Arkusz!A:K,5,FALSE))),\"Na zapytanie\")","v":26.89},{"$f":"IFERROR(IF(H328=\"Na zapytanie\",\"\",H328*(1-G328)),\"\")","v":26.89},{"$f":"IFERROR(IF(VLOOKUP(D328,Arkusz!A:H,5,FALSE)=0,IF(H328=\"Na zapytanie\",\"\",\"EUR\"),\"PLN\"),\"\")","v":"PLN"}]
[null,null,null,6.9321311E7,{"$f":"IFERROR(VLOOKUP(D329,Arkusz!A:H,3,FALSE),\"Brak towaru\")","v":"Gniazdo przyłączeniowe kat. 6 UTP 2xRJ45 50x50 z ramką 80x80, białe, boczne doprowadzenie kabla"},{"$f":"IFERROR(VLOOKUP(D329,Arkusz!A:H,6,FALSE),\"-\")","v":"Cobi Cu okablowanie"},0.0,{"$f":"IFERROR(IF(VLOOKUP(D329,Arkusz!A:K,5,FALSE)=0,(IF(VLOOKUP(D329,Arkusz!A:K,11,FALSE)=0,\"Na zapytanie\",VLOOKUP(D329,Arkusz!A:K,11,FALSE))),(VLOOKUP(D329,Arkusz!A:K,5,FALSE))),\"Na zapytanie\")","v":26.89},26.89,{"$f":"IFERROR(IF(VLOOKUP(D329,Arkusz!A:H,5,FALSE)=0,IF(H329=\"Na zapytanie\",\"\",\"EUR\"),\"PLN\"),\"\")","v":"PLN"}]
[null,null,null,6.9321201E7,{"$f":"IFERROR(VLOOKUP(D330,Arkusz!A:H,3,FALSE),\"Brak towaru\")","v":"Gniazdo przyłączeniowe kat. 6 STP 2xRJ45 50x50 z ramką 80x80, białe, doprowadzenie kabla góra/dół"},{"$f":"IFERROR(VLOOKUP(D330,Arkusz!A:H,6,FALSE),\"-\")","v":"Cobi Cu okablowanie"},0.0,{"$f":"IFERROR(IF(VLOOKUP(D330,Arkusz!A:K,5,FALSE)=0,(IF(VLOOKUP(D330,Arkusz!A:K,11,FALSE)=0,\"Na zapytanie\",VLOOKUP(D330,Arkusz!A:K,11,FALSE))),(VLOOKUP(D330,Arkusz!A:K,5,FALSE))),\"Na zapytanie\")","v":45.56},45.56,{"$f":"IFERROR(IF(VLOOKUP(D330,Arkusz!A:H,5,FALSE)=0,IF(H330=\"Na zapytanie\",\"\",\"EUR\"),\"PLN\"),\"\")","v":"PLN"}]
[null,null,null,6.9321211E7,{"$f":"IFERROR(VLOOKUP(D331,Arkusz!A:H,3,FALSE),\"Brak towaru\")","v":"Gniazdo przyłączeniowe kat. 6 STP 2xRJ45 50x50 z ramką 80x80, białe, boczne doprowadzenie kabla"},{"$f":"IFERROR(VLOOKUP(D331,Arkusz!A:H,6,FALSE),\"-\")","v":"Cobi Cu okablowanie"},0.0,{"$f":"IFERROR(IF(VLOOKUP(D331,Arkusz!A:K,5,FALSE)=0,(IF(VLOOKUP(D331,Arkusz!A:K,11,FALSE)=0,\"Na zapytanie\",VLOOKUP(D331,Arkusz!A:K,11,FALSE))),(VLOOKUP(D331,Arkusz!A:K,5,FALSE))),\"Na zapytanie\")","v":27.14},27.14,{"$f":"IFERROR(IF(VLOOKUP(D331,Arkusz!A:H,5,FALSE)=0,IF(H331=\"Na zapytanie\",\"\",\"EUR\"),\"PLN\"),\"\")","v":"PLN"}]
[null,null,"kat. 6A"]
[null,null,null,6.9321401E7,{"$f":"IFERROR(VLOOKUP(D333,Arkusz!A:H,3,FALSE),\"Brak towaru\")","v":"Gniazdo przyłączeniowe kat. 6A STP 2xRJ45 50x50 z ramką 80x80, białe, doprowadzenie kabla góra/dół"},{"$f":"IFERROR(VLOOKUP(D333,Arkusz!A:H,6,FALSE),\"-\")","v":"Cobi Cu okablowanie"},0.0,{"$f":"IFERROR(IF(VLOOKUP(D333,Arkusz!A:K,5,FALSE)=0,(IF(VLOOKUP(D333,Arkusz!A:K,11,FALSE)=0,\"Na zapytanie\",VLOOKUP(D333,Arkusz!A:K,11,FALSE))),(VLOOKUP(D333,Arkusz!A:K,5,FALSE))),\"Na zapytanie\")","v":35.97},{"$f":"IFERROR(IF(H333=\"Na zapytanie\",\"\",H333*(1-G333)),\"\")","v":35.97},{"$f":"IFERROR(IF(VLOOKUP(D333,Arkusz!A:H,5,FALSE)=0,IF(H333=\"Na zapytanie\",\"\",\"EUR\"),\"PLN\"),\"\")","v":"PLN"}]
[null,"Osprzęt na szynę DIN (TH 35)"]
[null,null,null,"C30-0113",{"$f":"IFERROR(VLOOKUP(D335,Arkusz!A:H,3,FALSE),\"Brak towaru\")","v":"Adapter z mocowaniem na szynę DIN do modułów keystone 1xRJ45"},{"$f":"IFERROR(VLOOKUP(D335,Arkusz!A:H,6,FALSE),\"-\")","v":"Cobi Cu okablowanie"},0.0,{"$f":"IFERROR(IF(VLOOKUP(D335,Arkusz!A:K,5,FALSE)=0,(IF(VLOOKUP(D335,Arkusz!A:K,11,FALSE)=0,\"Na zapytanie\",VLOOKUP(D335,Arkusz!A:K,11,FALSE))),(VLOOKUP(D335,Arkusz!A:K,5,FALSE))),\"Na zapytanie\")","v":15.34},{"$f":"IFERROR(IF(H335=\"Na zapytanie\",\"\",H335*(1-G335)),\"\")","v":15.34},{"$f":"IFERROR(IF(VLOOKUP(D335,Arkusz!A:H,5,FALSE)=0,IF(H335=\"Na zapytanie\",\"\",\"EUR\"),\"PLN\"),\"\")","v":"PLN"}]
[null,null,null,"C30-0114",{"$f":"IFERROR(VLOOKUP(D336,Arkusz!A:H,3,FALSE),\"Brak towaru\")","v":"Adapter z mocowaniem na szynę DIN do modułów keystone 2xRJ45"},{"$f":"IFERROR(VLOOKUP(D336,Arkusz!A:H,6,FALSE),\"-\")","v":"Cobi Cu okablowanie"},0.0,{"$f":"IFERROR(IF(VLOOKUP(D336,Arkusz!A:K,5,FALSE)=0,(IF(VLOOKUP(D336,Arkusz!A:K,11,FALSE)=0,\"Na zapytanie\",VLOOKUP(D336,Arkusz!A:K,11,FALSE))),(VLOOKUP(D336,Arkusz!A:K,5,FALSE))),\"Na zapytanie\")","v":30.68},30.68,{"$f":"IFERROR(IF(VLOOKUP(D336,Arkusz!A:H,5,FALSE)=0,IF(H336=\"Na zapytanie\",\"\",\"EUR\"),\"PLN\"),\"\")","v":"PLN"}]
[null,null,null,"C30-0115",{"$f":"IFERROR(VLOOKUP(D337,Arkusz!A:H,3,FALSE),\"Brak towaru\")","v":"Adapter z mocowaniem na szynę DIN do modułów keystone 3xRJ45"},{"$f":"IFERROR(VLOOKUP(D337,Arkusz!A:H,6,FALSE),\"-\")","v":"Cobi Cu okablowanie"},0.0,{"$f":"IFERROR(IF(VLOOKUP(D337,Arkusz!A:K,5,FALSE)=0,(IF(VLOOKUP(D337,Arkusz!A:K,11,FALSE)=0,\"Na zapytanie\",VLOOKUP(D337,Arkusz!A:K,11,FALSE))),(VLOOKUP(D337,Arkusz!A:K,5,FALSE))),\"Na zapytanie\")","v":36.78},36.78,{"$f":"IFERROR(IF(VLOOKUP(D337,Arkusz!A:H,5,FALSE)=0,IF(H337=\"Na zapytanie\",\"\",\"EUR\"),\"PLN\"),\"\")","v":"PLN"}]
[null,null,null,"6671 016/1",{"$f":"IFERROR(VLOOKUP(D338,Arkusz!A:H,3,FALSE),\"Brak towaru\")","v":"Adapter konfigurowalny na szynę DIN do 1 modułu keystone (1xRJ45) bez mocowania"},{"$f":"IFERROR(VLOOKUP(D338,Arkusz!A:H,6,FALSE),\"-\")","v":"Cobi Cu okablowanie"},0.0,{"$f":"IFERROR(IF(VLOOKUP(D338,Arkusz!A:K,5,FALSE)=0,(IF(VLOOKUP(D338,Arkusz!A:K,11,FALSE)=0,\"Na zapytanie\",VLOOKUP(D338,Arkusz!A:K,11,FALSE))),(VLOOKUP(D338,Arkusz!A:K,5,FALSE))),\"Na zapytanie\")","v":6.1},6.1,{"$f":"IFERROR(IF(VLOOKUP(D338,Arkusz!A:H,5,FALSE)=0,IF(H338=\"Na zapytanie\",\"\",\"EUR\"),\"PLN\"),\"\")","v":"PLN"}]
[null,null,null,6671016.0,{"$f":"IFERROR(VLOOKUP(D339,Arkusz!A:H,3,FALSE),\"Brak towaru\")","v":"Adapter konfigurowalny na szynę DIN do 20 modułów keystone (20xRJ45) bez mocowania"},{"$f":"IFERROR(VLOOKUP(D339,Arkusz!A:H,6,FALSE),\"-\")","v":"Cobi Cu okablowanie"},0.0,{"$f":"IFERROR(IF(VLOOKUP(D339,Arkusz!A:K,5,FALSE)=0,(IF(VLOOKUP(D339,Arkusz!A:K,11,FALSE)=0,\"Na zapytanie\",VLOOKUP(D339,Arkusz!A:K,11,FALSE))),(VLOOKUP(D339,Arkusz!A:K,5,FALSE))),\"Na zapytanie\")","v":140.3},140.3,{"$f":"IFERROR(IF(VLOOKUP(D339,Arkusz!A:H,5,FALSE)=0,IF(H339=\"Na zapytanie\",\"\",\"EUR\"),\"PLN\"),\"\")","v":"PLN"}]
[null,null,null,"C30-0116",{"$f":"IFERROR(VLOOKUP(D340,Arkusz!A:H,3,FALSE),\"Brak towaru\")","v":"Mocowanie do szyny DIN 35mm do adapterów i gniezdników"},{"$f":"IFERROR(VLOOKUP(D340,Arkusz!A:H,6,FALSE),\"-\")","v":"Cobi Cu okablowanie"},0.0,{"$f":"IFERROR(IF(VLOOKUP(D340,Arkusz!A:K,5,FALSE)=0,(IF(VLOOKUP(D340,Arkusz!A:K,11,FALSE)=0,\"Na zapytanie\",VLOOKUP(D340,Arkusz!A:K,11,FALSE))),(VLOOKUP(D340,Arkusz!A:K,5,FALSE))),\"Na zapytanie\")","v":11.64},11.64,{"$f":"IFERROR(IF(VLOOKUP(D340,Arkusz!A:H,5,FALSE)=0,IF(H340=\"Na zapytanie\",\"\",\"EUR\"),\"PLN\"),\"\")","v":"PLN"}]
[null,null,null,"T12-2122",{"$f":"IFERROR(VLOOKUP(D341,Arkusz!A:H,3,FALSE),\"Brak towaru\")","v":"Mocowanie do szyny DIN 35mm do łączówek na pręty"},{"$f":"IFERROR(VLOOKUP(D341,Arkusz!A:H,6,FALSE),\"-\")","v":"Cobi Cu okablowanie"},0.0,{"$f":"IFERROR(IF(VLOOKUP(D341,Arkusz!A:K,5,FALSE)=0,(IF(VLOOKUP(D341,Arkusz!A:K,11,FALSE)=0,\"Na zapytanie\",VLOOKUP(D341,Arkusz!A:K,11,FALSE))),(VLOOKUP(D341,Arkusz!A:K,5,FALSE))),\"Na zapytanie\")","v":12.86},12.86,{"$f":"IFERROR(IF(VLOOKUP(D341,Arkusz!A:H,5,FALSE)=0,IF(H341=\"Na zapytanie\",\"\",\"EUR\"),\"PLN\"),\"\")","v":"PLN"}]
[null,null,null,6.9230101E7,{"$f":"IFERROR(VLOOKUP(D342,Arkusz!A:H,3,FALSE),\"Brak towaru\")","v":"Adapter z tworzywa sztucznego na szynę DIN 1xRJ45 z maskowicą boczną, biały"},{"$f":"IFERROR(VLOOKUP(D342,Arkusz!A:H,6,FALSE),\"-\")","v":"Cobi Cu okablowanie"},0.0,{"$f":"IFERROR(IF(VLOOKUP(D342,Arkusz!A:K,5,FALSE)=0,(IF(VLOOKUP(D342,Arkusz!A:K,11,FALSE)=0,\"Na zapytanie\",VLOOKUP(D342,Arkusz!A:K,11,FALSE))),(VLOOKUP(D342,Arkusz!A:K,5,FALSE))),\"Na zapytanie\")","v":55.06},55.06,{"$f":"IFERROR(IF(VLOOKUP(D342,Arkusz!A:H,5,FALSE)=0,IF(H342=\"Na zapytanie\",\"\",\"EUR\"),\"PLN\"),\"\")","v":"PLN"}]
[null,"Rozdzielacze portów RJ45"]
[null,null,null,"C26-0100",{"$f":"IFERROR(VLOOKUP(D344,Arkusz!A:H,3,FALSE),\"Brak towaru\")","v":"Rozdzielacz portu RJ45 ekranowany 2xISDN"},{"$f":"IFERROR(VLOOKUP(D344,Arkusz!A:H,6,FALSE),\"-\")","v":"Cobi Cu okablowanie"},0.0,{"$f":"IFERROR(IF(VLOOKUP(D344,Arkusz!A:K,5,FALSE)=0,(IF(VLOOKUP(D344,Arkusz!A:K,11,FALSE)=0,\"Na zapytanie\",VLOOKUP(D344,Arkusz!A:K,11,FALSE))),(VLOOKUP(D344,Arkusz!A:K,5,FALSE))),\"Na zapytanie\")","v":19.85},{"$f":"IFERROR(IF(H344=\"Na zapytanie\",\"\",H344*(1-G344)),\"\")","v":19.85},{"$f":"IFERROR(IF(VLOOKUP(D344,Arkusz!A:H,5,FALSE)=0,IF(H344=\"Na zapytanie\",\"\",\"EUR\"),\"PLN\"),\"\")","v":"PLN"}]
[null,null,null,"C26-0101",{"$f":"IFERROR(VLOOKUP(D345,Arkusz!A:H,3,FALSE),\"Brak towaru\")","v":"Rozdzielacz portu RJ45 ekranowany 2x1:1"},{"$f":"IFERROR(VLOOKUP(D345,Arkusz!A:H,6,FALSE),\"-\")","v":"Cobi Cu okablowanie"},0.0,{"$f":"IFERROR(IF(VLOOKUP(D345,Arkusz!A:K,5,FALSE)=0,(IF(VLOOKUP(D345,Arkusz!A:K,11,FALSE)=0,\"Na zapytanie\",VLOOKUP(D345,Arkusz!A:K,11,FALSE))),(VLOOKUP(D345,Arkusz!A:K,5,FALSE))),\"Na zapytanie\")","v":23.69},23.69,{"$f":"IFERROR(IF(VLOOKUP(D345,Arkusz!A:H,5,FALSE)=0,IF(H345=\"Na zapytanie\",\"\",\"EUR\"),\"PLN\"),\"\")","v":"PLN"}]
[null,null,null,"C26-0102",{"$f":"IFERROR(VLOOKUP(D346,Arkusz!A:H,3,FALSE),\"Brak towaru\")","v":"Rozdzielacz portu RJ45 ekranowany 2x10/100 BaseT"},{"$f":"IFERROR(VLOOKUP(D346,Arkusz!A:H,6,FALSE),\"-\")","v":"Cobi Cu okablowanie"},0.0,{"$f":"IFERROR(IF(VLOOKUP(D346,Arkusz!A:K,5,FALSE)=0,(IF(VLOOKUP(D346,Arkusz!A:K,11,FALSE)=0,\"Na zapytanie\",VLOOKUP(D346,Arkusz!A:K,11,FALSE))),(VLOOKUP(D346,Arkusz!A:K,5,FALSE))),\"Na zapytanie\")","v":26.5},26.5,{"$f":"IFERROR(IF(VLOOKUP(D346,Arkusz!A:H,5,FALSE)=0,IF(H346=\"Na zapytanie\",\"\",\"EUR\"),\"PLN\"),\"\")","v":"PLN"}]
[null,null,null,"C26-0103",{"$f":"IFERROR(VLOOKUP(D347,Arkusz!A:H,3,FALSE),\"Brak towaru\")","v":"Rozdzielacz portu RJ45 ekranowany 10/100 BaseT + ISDN"},{"$f":"IFERROR(VLOOKUP(D347,Arkusz!A:H,6,FALSE),\"-\")","v":"Cobi Cu okablowanie"},0.0,{"$f":"IFERROR(IF(VLOOKUP(D347,Arkusz!A:K,5,FALSE)=0,(IF(VLOOKUP(D347,Arkusz!A:K,11,FALSE)=0,\"Na zapytanie\",VLOOKUP(D347,Arkusz!A:K,11,FALSE))),(VLOOKUP(D347,Arkusz!A:K,5,FALSE))),\"Na zapytanie\")","v":20.95},20.95,{"$f":"IFERROR(IF(VLOOKUP(D347,Arkusz!A:H,5,FALSE)=0,IF(H347=\"Na zapytanie\",\"\",\"EUR\"),\"PLN\"),\"\")","v":"PLN"}]

{"sheet":"Osprzęt Mosaic 45x45","index":5,"n_rows":34,"n_cols":10,"rows_kept":34,"cut":false,"hidden":false,"merged":[[0,0,0,2]]}
["Kategoria produktu",null,null,"Numer katalogowy","Opis","Grupa rabatowa","Rabat","Cena katalogowa","Cena po rabacie","Waluta"]
["Osprzęt Mosaic 45x45"]
[null,"Adaptery RJ45"]
[null,null,null,"SAN-SAK",{"$f":"IFERROR(VLOOKUP(D4,Arkusz!A:H,3,FALSE),\"Brak towaru\")","v":"Adapter CobiCabling 22,5x45 mm do modułów 1xRJ45 keystone (kolor biały RAL 9010)"},{"$f":"IFERROR(VLOOKUP(D4,Arkusz!A:H,6,FALSE),\"-\")","v":"Cobi 45x45"},0.0,{"$f":"IFERROR(IF(VLOOKUP(D4,Arkusz!A:K,5,FALSE)=0,(IF(VLOOKUP(D4,Arkusz!A:K,11,FALSE)=0,\"Na zapytanie\",VLOOKUP(D4,Arkusz!A:K,11,FALSE))),(VLOOKUP(D4,Arkusz!A:K,5,FALSE))),\"Na zapytanie\")","v":3.95},{"$f":"IFERROR(IF(H4=\"Na zapytanie\",\"\",H4*(1-G4)),\"\")","v":3.95},{"$f":"IFERROR(IF(VLOOKUP(D4,Arkusz!A:H,5,FALSE)=0,IF(H4=\"Na zapytanie\",\"\",\"EUR\"),\"PLN\"),\"\")","v":"PLN"}]
[null,null,null,"SAN-SAK2K",{"$f":"IFERROR(VLOOKUP(D5,Arkusz!A:H,3,FALSE),\"Brak towaru\")","v":"Adapter kątowy CobiCabling 45x45mm do modułów 2xRJ45 biały, z uchylnymi przysłonami"},{"$f":"IFERROR(VLOOKUP(D5,Arkusz!A:H,6,FALSE),\"-\")","v":"Cobi 45x45"},0.0,{"$f":"IFERROR(IF(VLOOKUP(D5,Arkusz!A:K,5,FALSE)=0,(IF(VLOOKUP(D5,Arkusz!A:K,11,FALSE)=0,\"Na zapytanie\",VLOOKUP(D5,Arkusz!A:K,11,FALSE))),(VLOOKUP(D5,Arkusz!A:K,5,FALSE))),\"Na zapytanie\")","v":8.35},8.35,{"$f":"IFERROR(IF(VLOOKUP(D5,Arkusz!A:H,5,FALSE)=0,IF(H5=\"Na zapytanie\",\"\",\"EUR\"),\"PLN\"),\"\")","v":"PLN"}]
[null,null,null,"SAN-282",{"$f":"IFERROR(VLOOKUP(D6,Arkusz!A:H,3,FALSE),\"Brak towaru\")","v":"CURVED 45x45mm SHUTTER 2-PORT"},{"$f":"IFERROR(VLOOKUP(D6,Arkusz!A:H,6,FALSE),\"-\")","v":"Cobi 45x45"},0.0,{"$f":"IFERROR(IF(VLOOKUP(D6,Arkusz!A:K,5,FALSE)=0,(IF(VLOOKUP(D6,Arkusz!A:K,11,FALSE)=0,\"Na zapytanie\",VLOOKUP(D6,Arkusz!A:K,11,FALSE))),(VLOOKUP(D6,Arkusz!A:K,5,FALSE))),\"Na zapytanie\")","v":7.13},7.13,{"$f":"IFERROR(IF(VLOOKUP(D6,Arkusz!A:H,5,FALSE)=0,IF(H6=\"Na zapytanie\",\"\",\"EUR\"),\"PLN\"),\"\")","v":"PLN"}]
[null,null,null,"100-281",{"$f":"IFERROR(VLOOKUP(D7,Arkusz!A:H,3,FALSE),\"Brak towaru\")","v":"Adapter kątowy półokrągły do modułów EXL 45x45mm 1xRJ45 keystone, kolor biały RAL 9010"},{"$f":"IFERROR(VLOOKUP(D7,Arkusz!A:H,6,FALSE),\"-\")","v":"EXCEL"},0.0,{"$f":"IFERROR(IF(VLOOKUP(D7,Arkusz!A:K,5,FALSE)=0,(IF(VLOOKUP(D7,Arkusz!A:K,11,FALSE)=0,\"Na zapytanie\",VLOOKUP(D7,Arkusz!A:K,11,FALSE))),(VLOOKUP(D7,Arkusz!A:K,5,FALSE))),\"Na zapytanie\")","v":"Na zapytanie"},"",{"$f":"IFERROR(IF(VLOOKUP(D7,Arkusz!A:H,5,FALSE)=0,IF(H7=\"Na zapytanie\",\"\",\"EUR\"),\"PLN\"),\"\")","v":""}]
[null,null,null,"100-282",{"$f":"IFERROR(VLOOKUP(D8,Arkusz!A:H,3,FALSE),\"Brak towaru\")","v":"Adapter kątowy półokrągły do modułów EXL 45x45mm 2xRJ45 keystone, kolor biały RAL 9010"},{"$f":"IFERROR(VLOOKUP(D8,Arkusz!A:H,6,FALSE),\"-\")","v":"EXCEL"},0.0,{"$f":"IFERROR(IF(VLOOKUP(D8,Arkusz!A:K,5,FALSE)=0,(IF(VLOOKUP(D8,Arkusz!A:K,11,FALSE)=0,\"Na zapytanie\",VLOOKUP(D8,Arkusz!A:K,11,FALSE))),(VLOOKUP(D8,Arkusz!A:K,5,FALSE))),\"Na zapytanie\")","v":"Na zapytanie"},"",{"$f":"IFERROR(IF(VLOOKUP(D8,Arkusz!A:H,5,FALSE)=0,IF(H8=\"Na zapytanie\",\"\",\"EUR\"),\"PLN\"),\"\")","v":""}]
[null,null,null,"SAN-SZK",{"$f":"IFERROR(VLOOKUP(D9,Arkusz!A:H,3,FALSE),\"Brak towaru\")","v":"Zaślepka CobiCabling keystone 22,5x45mm (kolor biały RAL 9010)"},{"$f":"IFERROR(VLOOKUP(D9,Arkusz!A:H,6,FALSE),\"-\")","v":"Cobi 45x45"},0.0,{"$f":"IFERROR(IF(VLOOKUP(D9,Arkusz!A:K,5,FALSE)=0,(IF(VLOOKUP(D9,Arkusz!A:K,11,FALSE)=0,\"Na zapytanie\",VLOOKUP(D9,Arkusz!A:K,11,FALSE))),(VLOOKUP(D9,Arkusz!A:K,5,FALSE))),\"Na zapytanie\")","v":3.12},3.12,{"$f":"IFERROR(IF(VLOOKUP(D9,Arkusz!A:H,5,FALSE)=0,IF(H9=\"Na zapytanie\",\"\",\"EUR\"),\"PLN\"),\"\")","v":"PLN"}]
[null,null,null,"SAN-SZK45",{"$f":"IFERROR(VLOOKUP(D10,Arkusz!A:H,3,FALSE),\"Brak towaru\")","v":"Zaślepka CobiCabling otworu keystone 45x45mm (kolor biały RAL 9010)"},{"$f":"IFERROR(VLOOKUP(D10,Arkusz!A:H,6,FALSE),\"-\")","v":"Cobi 45x45"},0.0,{"$f":"IFERROR(IF(VLOOKUP(D10,Arkusz!A:K,5,FALSE)=0,(IF(VLOOKUP(D10,Arkusz!A:K,11,FALSE)=0,\"Na zapytanie\",VLOOKUP(D10,Arkusz!A:K,11,FALSE))),(VLOOKUP(D10,Arkusz!A:K,5,FALSE))),\"Na zapytanie\")","v":3.7},3.7,{"$f":"IFERROR(IF(VLOOKUP(D10,Arkusz!A:H,5,FALSE)=0,IF(H10=\"Na zapytanie\",\"\",\"EUR\"),\"PLN\"),\"\")","v":"PLN"}]
[null,"Puszki natynkowe/podtynkowe"]
[null,null,null,"SAN-PN2M",{"$f":"IFERROR(VLOOKUP(D12,Arkusz!A:H,3,FALSE),\"Brak towaru\")","v":"Puszka natynkowa, Mosaic 45x45, 2-modułowa, biała, gł. 40mm"},{"$f":"IFERROR(VLOOKUP(D12,Arkusz!A:H,6,FALSE),\"-\")","v":"Cobi 45x45"},0.0,{"$f":"IFERROR(IF(VLOOKUP(D12,Arkusz!A:K,5,FALSE)=0,(IF(VLOOKUP(D12,Arkusz!A:K,11,FALSE)=0,\"Na zapytanie\",VLOOKUP(D12,Arkusz!A:K,11,FALSE))),(VLOOKUP(D12,Arkusz!A:K,5,FALSE))),\"Na zapytanie\")","v":5.13},{"$f":"IFERROR(IF(H12=\"Na zapytanie\",\"\",H12*(1-G12)),\"\")","v":5.13},{"$f":"IFERROR(IF(VLOOKUP(D12,Arkusz!A:H,5,FALSE)=0,IF(H12=\"Na zapytanie\",\"\",\"EUR\"),\"PLN\"),\"\")","v":"PLN"}]
[null,null,null,"SAN-PN4M",{"$f":"IFERROR(VLOOKUP(D13,Arkusz!A:H,3,FALSE),\"Brak towaru\")","v":"Puszka natynkowa, Mosaic 45x90, 4-modułowa, biała, gł. 40mm"},{"$f":"IFERROR(VLOOKUP(D13,Arkusz!A:H,6,FALSE),\"-\")","v":"Cobi 45x45"},0.0,{"$f":"IFERROR(IF(VLOOKUP(D13,Arkusz!A:K,5,FALSE)=0,(IF(VLOOKUP(D13,Arkusz!A:K,11,FALSE)=0,\"Na zapytanie\",VLOOKUP(D13,Arkusz!A:K,11,FALSE))),(VLOOKUP(D13,Arkusz!A:K,5,FALSE))),\"Na zapytanie\")","v":7.15},7.15,{"$f":"IFERROR(IF(VLOOKUP(D13,Arkusz!A:H,5,FALSE)=0,IF(H13=\"Na zapytanie\",\"\",\"EUR\"),\"PLN\"),\"\")","v":"PLN"}]
[null,null,null,"SAN-PN6M",{"$f":"IFERROR(VLOOKUP(D14,Arkusz!A:H,3,FALSE),\"Brak towaru\")","v":"Puszka natynkowa, Mosaic 45x135, 6-modułowa, biała, gł. 40mm"},{"$f":"IFERROR(VLOOKUP(D14,Arkusz!A:H,6,FALSE),\"-\")","v":"Cobi 45x45"},0.0,{"$f":"IFERROR(IF(VLOOKUP(D14,Arkusz!A:K,5,FALSE)=0,(IF(VLOOKUP(D14,Arkusz!A:K,11,FALSE)=0,\"Na zapytanie\",VLOOKUP(D14,Arkusz!A:K,11,FALSE))),(VLOOKUP(D14,Arkusz!A:K,5,FALSE))),\"Na zapytanie\")","v":11.8},11.8,{"$f":"IFERROR(IF(VLOOKUP(D14,Arkusz!A:H,5,FALSE)=0,IF(H14=\"Na zapytanie\",\"\",\"EUR\"),\"PLN\"),\"\")","v":"PLN"}]
[null,null,null,"SAN-PPG2M",{"$f":"IFERROR(VLOOKUP(D15,Arkusz!A:H,3,FALSE),\"Brak towaru\")","v":"Puszka podtynkowa, Mosaic 45x45, 2-modułowa, biała, gł. 40mm"},{"$f":"IFERROR(VLOOKUP(D15,Arkusz!A:H,6,FALSE),\"-\")","v":"Cobi 45x45"},0.0,{"$f":"IFERROR(IF(VLOOKUP(D15,Arkusz!A:K,5,FALSE)=0,(IF(VLOOKUP(D15,Arkusz!A:K,11,FALSE)=0,\"Na zapytanie\",VLOOKUP(D15,Arkusz!A:K,11,FALSE))),(VLOOKUP(D15,Arkusz!A:K,5,FALSE))),\"Na zapytanie\")","v":5.22},5.22,{"$f":"IFERROR(IF(VLOOKUP(D15,Arkusz!A:H,5,FALSE)=0,IF(H15=\"Na zapytanie\",\"\",\"EUR\"),\"PLN\"),\"\")","v":"PLN"}]
[null,null,null,"SAN-PPG4M",{"$f":"IFERROR(VLOOKUP(D16,Arkusz!A:H,3,FALSE),\"Brak towaru\")","v":"Puszka podtynkowa, Mosaic 45x90, 4-modułowa, biała, gł. 40mm"},{"$f":"IFERROR(VLOOKUP(D16,Arkusz!A:H,6,FALSE),\"-\")","v":"Cobi 45x45"},0.0,{"$f":"IFERROR(IF(VLOOKUP(D16,Arkusz!A:K,5,FALSE)=0,(IF(VLOOKUP(D16,Arkusz!A:K,11,FALSE)=0,\"Na zapytanie\",VLOOKUP(D16,Arkusz!A:K,11,FALSE))),(VLOOKUP(D16,Arkusz!A:K,5,FALSE))),\"Na zapytanie\")","v":11.71},11.71,{"$f":"IFERROR(IF(VLOOKUP(D16,Arkusz!A:H,5,FALSE)=0,IF(H16=\"Na zapytanie\",\"\",\"EUR\"),\"PLN\"),\"\")","v":"PLN"}]
[null,null,null,"SAN-PPG6M",{"$f":"IFERROR(VLOOKUP(D17,Arkusz!A:H,3,FALSE),\"Brak towaru\")","v":"Puszka podtynkowa, Mosaic 45x135, 6-modułowa, biała, gł. 40mm"},{"$f":"IFERROR(VLOOKUP(D17,Arkusz!A:H,6,FALSE),\"-\")","v":"Cobi 45x45"},0.0,{"$f":"IFERROR(IF(VLOOKUP(D17,Arkusz!A:K,5,FALSE)=0,(IF(VLOOKUP(D17,Arkusz!A:K,11,FALSE)=0,\"Na zapytanie\",VLOOKUP(D17,Arkusz!A:K,11,FALSE))),(VLOOKUP(D17,Arkusz!A:K,5,FALSE))),\"Na zapytanie\")","v":14.77},14.77,{"$f":"IFERROR(IF(VLOOKUP(D17,Arkusz!A:H,5,FALSE)=0,IF(H17=\"Na zapytanie\",\"\",\"EUR\"),\"PLN\"),\"\")","v":"PLN"}]
[null,"Ramki"]
[null,null,null,"SAN-RS2M",{"$f":"IFERROR(VLOOKUP(D19,Arkusz!A:H,3,FALSE),\"Brak towaru\")","v":"Ramka 2-modułowa, biała + support - 45x45 mm"},{"$f":"IFERROR(VLOOKUP(D19,Arkusz!A:H,6,FALSE),\"-\")","v":"Cobi 45x45"},0.0,{"$f":"IFERROR(IF(VLOOKUP(D19,Arkusz!A:K,5,FALSE)=0,(IF(VLOOKUP(D19,Arkusz!A:K,11,FALSE)=0,\"Na zapytanie\",VLOOKUP(D19,Arkusz!A:K,11,FALSE))),(VLOOKUP(D19,Arkusz!A:K,5,FALSE))),\"Na zapytanie\")","v":5.36},{"$f":"IFERROR(IF(H19=\"Na zapytanie\",\"\",H19*(1-G19)),\"\")","v":5.36},{"$f":"IFERROR(IF(VLOOKUP(D19,Arkusz!A:H,5,FALSE)=0,IF(H19=\"Na zapytanie\",\"\",\"EUR\"),\"PLN\"),\"\")","v":"PLN"}]
[null,null,null,"SAN-RS4M",{"$f":"IFERROR(VLOOKUP(D20,Arkusz!A:H,3,FALSE),\"Brak towaru\")","v":"Ramka 4-modułowa, biała + support - 45x90 mm"},{"$f":"IFERROR(VLOOKUP(D20,Arkusz!A:H,6,FALSE),\"-\")","v":"Cobi 45x45"},0.0,{"$f":"IFERROR(IF(VLOOKUP(D20,Arkusz!A:K,5,FALSE)=0,(IF(VLOOKUP(D20,Arkusz!A:K,11,FALSE)=0,\"Na zapytanie\",VLOOKUP(D20,Arkusz!A:K,11,FALSE))),(VLOOKUP(D20,Arkusz!A:K,5,FALSE))),\"Na zapytanie\")","v":7.64},7.64,{"$f":"IFERROR(IF(VLOOKUP(D20,Arkusz!A:H,5,FALSE)=0,IF(H20=\"Na zapytanie\",\"\",\"EUR\"),\"PLN\"),\"\")","v":"PLN"}]
[null,null,null,"SAN-RS6M",{"$f":"IFERROR(VLOOKUP(D21,Arkusz!A:H,3,FALSE),\"Brak towaru\")","v":"Ramka 6-modułowa, biała + support - 45x135 mm"},{"$f":"IFERROR(VLOOKUP(D21,Arkusz!A:H,6,FALSE),\"-\")","v":"Cobi 45x45"},0.0,{"$f":"IFERROR(IF(VLOOKUP(D21,Arkusz!A:K,5,FALSE)=0,(IF(VLOOKUP(D21,Arkusz!A:K,11,FALSE)=0,\"Na zapytanie\",VLOOKUP(D21,Arkusz!A:K,11,FALSE))),(VLOOKUP(D21,Arkusz!A:K,5,FALSE))),\"Na zapytanie\")","v":9.27},9.27,{"$f":"IFERROR(IF(VLOOKUP(D21,Arkusz!A:H,5,FALSE)=0,IF(H21=\"Na zapytanie\",\"\",\"EUR\"),\"PLN\"),\"\")","v":"PLN"}]
[null,"Gniazda elektryczne"]
[null,null,null,"SAN-SEZB",{"$f":"IFERROR(VLOOKUP(D23,Arkusz!A:H,3,FALSE),\"Brak towaru\")","v":"Gniazdo elektryczne DATA 45x45 mm, 2P+Z z blokadą, czerwone"},{"$f":"IFERROR(VLOOKUP(D23,Arkusz!A:H,6,FALSE),\"-\")","v":"Cobi 45x45"},0.0,{"$f":"IFERROR(IF(VLOOKUP(D23,Arkusz!A:K,5,FALSE)=0,(IF(VLOOKUP(D23,Arkusz!A:K,11,FALSE)=0,\"Na zapytanie\",VLOOKUP(D23,Arkusz!A:K,11,FALSE))),(VLOOKUP(D23,Arkusz!A:K,5,FALSE))),\"Na zapytanie\")","v":18.4},{"$f":"IFERROR(IF(H23=\"Na zapytanie\",\"\",H23*(1-G23)),\"\")","v":18.4},{"$f":"IFERROR(IF(VLOOKUP(D23,Arkusz!A:H,5,FALSE)=0,IF(H23=\"Na zapytanie\",\"\",\"EUR\"),\"PLN\"),\"\")","v":"PLN"}]
[null,null,null,"SAN-SE2ZB",{"$f":"IFERROR(VLOOKUP(D24,Arkusz!A:H,3,FALSE),\"Brak towaru\")","v":"Gniazdo elektryczne DATA 45x90 mm, 2x2P+Z z blokadą, czerwone"},{"$f":"IFERROR(VLOOKUP(D24,Arkusz!A:H,6,FALSE),\"-\")","v":"Cobi 45x45"},0.0,{"$f":"IFERROR(IF(VLOOKUP(D24,Arkusz!A:K,5,FALSE)=0,(IF(VLOOKUP(D24,Arkusz!A:K,11,FALSE)=0,\"Na zapytanie\",VLOOKUP(D24,Arkusz!A:K,11,FALSE))),(VLOOKUP(D24,Arkusz!A:K,5,FALSE))),\"Na zapytanie\")","v":40.94},40.94,{"$f":"IFERROR(IF(VLOOKUP(D24,Arkusz!A:H,5,FALSE)=0,IF(H24=\"Na zapytanie\",\"\",\"EUR\"),\"PLN\"),\"\")","v":"PLN"}]
[null,null,null,"SAN-SE3ZB",{"$f":"IFERROR(VLOOKUP(D25,Arkusz!A:H,3,FALSE),\"Brak towaru\")","v":"Gniazdo elektryczne DATA 45x135 mm, 3x2P+Z z blokadą, czerwone"},{"$f":"IFERROR(VLOOKUP(D25,Arkusz!A:H,6,FALSE),\"-\")","v":"Cobi 45x45"},0.0,{"$f":"IFERROR(IF(VLOOKUP(D25,Arkusz!A:K,5,FALSE)=0,(IF(VLOOKUP(D25,Arkusz!A:K,11,FALSE)=0,\"Na zapytanie\",VLOOKUP(D25,Arkusz!A:K,11,FALSE))),(VLOOKUP(D25,Arkusz!A:K,5,FALSE))),\"Na zapytanie\")","v":51.29},51.29,{"$f":"IFERROR(IF(VLOOKUP(D25,Arkusz!A:H,5,FALSE)=0,IF(H25=\"Na zapytanie\",\"\",\"EUR\"),\"PLN\"),\"\")","v":"PLN"}]
[null,null,null,"SAN-SEK",{"$f":"IFERROR(VLOOKUP(D26,Arkusz!A:H,3,FALSE),\"Brak towaru\")","v":"Klucz zwalniający do kodowanych gniazd elektrycznych DATA, czerwony"},{"$f":"IFERROR(VLOOKUP(D26,Arkusz!A:H,6,FALSE),\"-\")","v":"Cobi 45x45"},0.0,{"$f":"IFERROR(IF(VLOOKUP(D26,Arkusz!A:K,5,FALSE)=0,(IF(VLOOKUP(D26,Arkusz!A:K,11,FALSE)=0,\"Na zapytanie\",VLOOKUP(D26,Arkusz!A:K,11,FALSE))),(VLOOKUP(D26,Arkusz!A:K,5,FALSE))),\"Na zapytanie\")","v":1.09},1.09,{"$f":"IFERROR(IF(VLOOKUP(D26,Arkusz!A:H,5,FALSE)=0,IF(H26=\"Na zapytanie\",\"\",\"EUR\"),\"PLN\"),\"\")","v":"PLN"}]
[null,null,null,"SAN-SE",{"$f":"IFERROR(VLOOKUP(D27,Arkusz!A:H,3,FALSE),\"Brak towaru\")","v":"Gniazdo elektryczne 230V 16A Mosaic 45x45 mm, 2P+Z, białe"},{"$f":"IFERROR(VLOOKUP(D27,Arkusz!A:H,6,FALSE),\"-\")","v":"Cobi 45x45"},0.0,{"$f":"IFERROR(IF(VLOOKUP(D27,Arkusz!A:K,5,FALSE)=0,(IF(VLOOKUP(D27,Arkusz!A:K,11,FALSE)=0,\"Na zapytanie\",VLOOKUP(D27,Arkusz!A:K,11,FALSE))),(VLOOKUP(D27,Arkusz!A:K,5,FALSE))),\"Na zapytanie\")","v":16.79},16.79,{"$f":"IFERROR(IF(VLOOKUP(D27,Arkusz!A:H,5,FALSE)=0,IF(H27=\"Na zapytanie\",\"\",\"EUR\"),\"PLN\"),\"\")","v":"PLN"}]
[null,null,null,"SAN-SE2",{"$f":"IFERROR(VLOOKUP(D28,Arkusz!A:H,3,FALSE),\"Brak towaru\")","v":"Gniazdo elektryczne 230V 16A Mosaic 45x90 mm, 2P+Z, białe"},{"$f":"IFERROR(VLOOKUP(D28,Arkusz!A:H,6,FALSE),\"-\")","v":"Cobi 45x45"},0.0,{"$f":"IFERROR(IF(VLOOKUP(D28,Arkusz!A:K,5,FALSE)=0,(IF(VLOOKUP(D28,Arkusz!A:K,11,FALSE)=0,\"Na zapytanie\",VLOOKUP(D28,Arkusz!A:K,11,FALSE))),(VLOOKUP(D28,Arkusz!A:K,5,FALSE))),\"Na zapytanie\")","v":36.34},36.34,{"$f":"IFERROR(IF(VLOOKUP(D28,Arkusz!A:H,5,FALSE)=0,IF(H28=\"Na zapytanie\",\"\",\"EUR\"),\"PLN\"),\"\")","v":"PLN"}]
[null,null,null,"SAN-SE3",{"$f":"IFERROR(VLOOKUP(D29,Arkusz!A:H,3,FALSE),\"Brak towaru\")","v":"Gniazdo elektryczne 230V 16A Mosaic 45x135 mm, 3P+Z, białe"},{"$f":"IFERROR(VLOOKUP(D29,Arkusz!A:H,6,FALSE),\"-\")","v":"Cobi 45x45"},0.0,{"$f":"IFERROR(IF(VLOOKUP(D29,Arkusz!A:K,5,FALSE)=0,(IF(VLOOKUP(D29,Arkusz!A:K,11,FALSE)=0,\"Na zapytanie\",VLOOKUP(D29,Arkusz!A:K,11,FALSE))),(VLOOKUP(D29,Arkusz!A:K,5,FALSE))),\"Na zapytanie\")","v":44.3},44.3,{"$f":"IFERROR(IF(VLOOKUP(D29,Arkusz!A:H,5,FALSE)=0,IF(H29=\"Na zapytanie\",\"\",\"EUR\"),\"PLN\"),\"\")","v":"PLN"}]
[null,"Obudowy IP66"]
[null,null,null,"C30-0126",{"$f":"IFERROR(VLOOKUP(D31,Arkusz!A:H,3,FALSE),\"Brak towaru\")","v":"Puszka natynkowa jednoelementowa IP66"},{"$f":"IFERROR(VLOOKUP(D31,Arkusz!A:H,6,FALSE),\"-\")","v":"Cobi Cu okablowanie"},0.0,{"$f":"IFERROR(IF(VLOOKUP(D31,Arkusz!A:K,5,FALSE)=0,(IF(VLOOKUP(D31,Arkusz!A:K,11,FALSE)=0,\"Na zapytanie\",VLOOKUP(D31,Arkusz!A:K,11,FALSE))),(VLOOKUP(D31,Arkusz!A:K,5,FALSE))),\"Na zapytanie\")","v":20.72},{"$f":"IFERROR(IF(H31=\"Na zapytanie\",\"\",H31*(1-G31)),\"\")","v":20.72},{"$f":"IFERROR(IF(VLOOKUP(D31,Arkusz!A:H,5,FALSE)=0,IF(H31=\"Na zapytanie\",\"\",\"EUR\"),\"PLN\"),\"\")","v":"PLN"}]
[null,null,null,"C30-0127",{"$f":"IFERROR(VLOOKUP(D32,Arkusz!A:H,3,FALSE),\"Brak towaru\")","v":"Klapa PROTECTA dwumodułowa do puszki natynkowej IP66"},{"$f":"IFERROR(VLOOKUP(D32,Arkusz!A:H,6,FALSE),\"-\")","v":"Cobi Cu okablowanie"},0.0,{"$f":"IFERROR(IF(VLOOKUP(D32,Arkusz!A:K,5,FALSE)=0,(IF(VLOOKUP(D32,Arkusz!A:K,11,FALSE)=0,\"Na zapytanie\",VLOOKUP(D32,Arkusz!A:K,11,FALSE))),(VLOOKUP(D32,Arkusz!A:K,5,FALSE))),\"Na zapytanie\")","v":94.85},94.85,{"$f":"IFERROR(IF(VLOOKUP(D32,Arkusz!A:H,5,FALSE)=0,IF(H32=\"Na zapytanie\",\"\",\"EUR\"),\"PLN\"),\"\")","v":"PLN"}]
[null,null,null,"C30-0128",{"$f":"IFERROR(VLOOKUP(D33,Arkusz!A:H,3,FALSE),\"Brak towaru\")","v":"Adapter do gniazda RJ45 w puszce natynkowej IP66"},{"$f":"IFERROR(VLOOKUP(D33,Arkusz!A:H,6,FALSE),\"-\")","v":"Cobi Cu okablowanie"},0.0,{"$f":"IFERROR(IF(VLOOKUP(D33,Arkusz!A:K,5,FALSE)=0,(IF(VLOOKUP(D33,Arkusz!A:K,11,FALSE)=0,\"Na zapytanie\",VLOOKUP(D33,Arkusz!A:K,11,FALSE))),(VLOOKUP(D33,Arkusz!A:K,5,FALSE))),\"Na zapytanie\")","v":13.75},13.75,{"$f":"IFERROR(IF(VLOOKUP(D33,Arkusz!A:H,5,FALSE)=0,IF(H33=\"Na zapytanie\",\"\",\"EUR\"),\"PLN\"),\"\")","v":"PLN"}]
[null,null,null,"C30-0129",{"$f":"IFERROR(VLOOKUP(D34,Arkusz!A:H,3,FALSE),\"Brak towaru\")","v":"Ramka do adaptera do gniazda RJ45 w puszce natynkowej IP66"},{"$f":"IFERROR(VLOOKUP(D34,Arkusz!A:H,6,FALSE),\"-\")","v":"Cobi Cu okablowanie"},0.0,{"$f":"IFERROR(IF(VLOOKUP(D34,Arkusz!A:K,5,FALSE)=0,(IF(VLOOKUP(D34,Arkusz!A:K,11,FALSE)=0,\"Na zapytanie\",VLOOKUP(D34,Arkusz!A:K,11,FALSE))),(VLOOKUP(D34,Arkusz!A:K,5,FALSE))),\"Na zapytanie\")","v":8.86},8.86,{"$f":"IFERROR(IF(VLOOKUP(D34,Arkusz!A:H,5,FALSE)=0,IF(H34=\"Na zapytanie\",\"\",\"EUR\"),\"PLN\"),\"\")","v":"PLN"}]

{"sheet":"Komponenty światłowodowe","index":6,"n_rows":195,"n_cols":10,"rows_kept":195,"cut":false,"hidden":false,"merged":[[0,0,0,2]]}
["Kategoria produktu",null,null,"Numer katalogowy","Opis","Grupa rabatowa","Rabat","Cena katalogowa","Cena po rabacie","Waluta"]
["Komponenty światłowodowe"]
[null,"Kable światłowodowe uniwersalne (Dca/Eca)"]
[null,null,"Jednomodowe OS2 9/125"]
[null,null,null,"F51-2200",{"$f":"IFERROR(VLOOKUP(D5,Arkusz!A:H,3,FALSE),\"Brak towaru\")","v":"Kabel światłowodowy CobiCabling jednomodowy OS2 4J LSOH uniwersalny Dca"},{"$f":"IFERROR(VLOOKUP(D5,Arkusz!A:H,6,FALSE),\"-\")","v":"Cobi FO kable"},0.0,{"$f":"IFERROR(IF(VLOOKUP(D5,Arkusz!A:K,5,FALSE)=0,(IF(VLOOKUP(D5,Arkusz!A:K,11,FALSE)=0,\"Na zapytanie\",VLOOKUP(D5,Arkusz!A:K,11,FALSE))),(VLOOKUP(D5,Arkusz!A:K,5,FALSE))),\"Na zapytanie\")","v":3.52},{"$f":"IFERROR(IF(H5=\"Na zapytanie\",\"\",H5*(1-G5)),\"\")","v":3.52},{"$f":"IFERROR(IF(VLOOKUP(D5,Arkusz!A:H,5,FALSE)=0,IF(H5=\"Na zapytanie\",\"\",\"EUR\"),\"PLN\"),\"\")","v":"PLN"}]
[null,null,null,"F51-2400",{"$f":"IFERROR(VLOOKUP(D6,Arkusz!A:H,3,FALSE),\"Brak towaru\")","v":"Kabel światłowodowy CobiCabling jednomodowy OS2 8J LSOH uniwersalny Dca"},{"$f":"IFERROR(VLOOKUP(D6,Arkusz!A:H,6,FALSE),\"-\")","v":"Cobi FO kable"},0.0,{"$f":"IFERROR(IF(VLOOKUP(D6,Arkusz!A:K,5,FALSE)=0,(IF(VLOOKUP(D6,Arkusz!A:K,11,FALSE)=0,\"Na zapytanie\",VLOOKUP(D6,Arkusz!A:K,11,FALSE))),(VLOOKUP(D6,Arkusz!A:K,5,FALSE))),\"Na zapytanie\")","v":4.16},4.16,{"$f":"IFERROR(IF(VLOOKUP(D6,Arkusz!A:H,5,FALSE)=0,IF(H6=\"Na zapytanie\",\"\",\"EUR\"),\"PLN\"),\"\")","v":"PLN"}]
[null,null,null,"F51-2500",{"$f":"IFERROR(VLOOKUP(D7,Arkusz!A:H,3,FALSE),\"Brak towaru\")","v":"Kabel światłowodowy CobiCabling jednomodowy OS2 12J LSOH uniwersalny Dca"},{"$f":"IFERROR(VLOOKUP(D7,Arkusz!A:H,6,FALSE),\"-\")","v":"Cobi FO kable"},0.0,{"$f":"IFERROR(IF(VLOOKUP(D7,Arkusz!A:K,5,FALSE)=0,(IF(VLOOKUP(D7,Arkusz!A:K,11,FALSE)=0,\"Na zapytanie\",VLOOKUP(D7,Arkusz!A:K,11,FALSE))),(VLOOKUP(D7,Arkusz!A:K,5,FALSE))),\"Na zapytanie\")","v":5.2},5.2,{"$f":"IFERROR(IF(VLOOKUP(D7,Arkusz!A:H,5,FALSE)=0,IF(H7=\"Na zapytanie\",\"\",\"EUR\"),\"PLN\"),\"\")","v":"PLN"}]
[null,null,null,"F51-2600",{"$f":"IFERROR(VLOOKUP(D8,Arkusz!A:H,3,FALSE),\"Brak towaru\")","v":"Kabel światłowodowy CobiCabling jednomodowy OS2 24J LSOH uniwersalny Dca"},{"$f":"IFERROR(VLOOKUP(D8,Arkusz!A:H,6,FALSE),\"-\")","v":"Cobi FO kable"},0.0,{"$f":"IFERROR(IF(VLOOKUP(D8,Arkusz!A:K,5,FALSE)=0,(IF(VLOOKUP(D8,Arkusz!A:K,11,FALSE)=0,\"Na zapytanie\",VLOOKUP(D8,Arkusz!A:K,11,FALSE))),(VLOOKUP(D8,Arkusz!A:K,5,FALSE))),\"Na zapytanie\")","v":8.24},8.24,{"$f":"IFERROR(IF(VLOOKUP(D8,Arkusz!A:H,5,FALSE)=0,IF(H8=\"Na zapytanie\",\"\",\"EUR\"),\"PLN\"),\"\")","v":"PLN"}]
[null,null,null,"F51-2700",{"$f":"IFERROR(VLOOKUP(D9,Arkusz!A:H,3,FALSE),\"Brak towaru\")","v":"Kabel światłowodowy CobiCabling jednomodowy OS2 48J LSOH uniwersalny Dca"},{"$f":"IFERROR(VLOOKUP(D9,Arkusz!A:H,6,FALSE),\"-\")","v":"Cobi FO kable"},0.0,{"$f":"IFERROR(IF(VLOOKUP(D9,Arkusz!A:K,5,FALSE)=0,(IF(VLOOKUP(D9,Arkusz!A:K,11,FALSE)=0,\"Na zapytanie\",VLOOKUP(D9,Arkusz!A:K,11,FALSE))),(VLOOKUP(D9,Arkusz!A:K,5,FALSE))),\"Na zapytanie\")","v":"Na zapytanie"},"",{"$f":"IFERROR(IF(VLOOKUP(D9,Arkusz!A:H,5,FALSE)=0,IF(H9=\"Na zapytanie\",\"\",\"EUR\"),\"PLN\"),\"\")","v":""}]
[null,null,"Wielomodowe OM2 50/125"]
[null,null,null,"F52-2200",{"$f":"IFERROR(VLOOKUP(D11,Arkusz!A:H,3,FALSE),\"Brak towaru\")","v":"Kabel światłowodowy CobiCabling wielomodowy OM2 4G LSOH uniwersalny Dca"},{"$f":"IFERROR(VLOOKUP(D11,Arkusz!A:H,6,FALSE),\"-\")","v":"Cobi FO kable"},0.0,{"$f":"IFERROR(IF(VLOOKUP(D11,Arkusz!A:K,5,FALSE)=0,(IF(VLOOKUP(D11,Arkusz!A:K,11,FALSE)=0,\"Na zapytanie\",VLOOKUP(D11,Arkusz!A:K,11,FALSE))),(VLOOKUP(D11,Arkusz!A:K,5,FALSE))),\"Na zapytanie\")","v":4.08},{"$f":"IFERROR(IF(H11=\"Na zapytanie\",\"\",H11*(1-G11)),\"\")","v":4.08},{"$f":"IFERROR(IF(VLOOKUP(D11,Arkusz!A:H,5,FALSE)=0,IF(H11=\"Na zapytanie\",\"\",\"EUR\"),\"PLN\"),\"\")","v":"PLN"}]
[null,null,null,"F52-2400",{"$f":"IFERROR(VLOOKUP(D12,Arkusz!A:H,3,FALSE),\"Brak towaru\")","v":"Kabel światłowodowy CobiCabling wielomodowy OM2 8G LSOH uniwersalny Dca"},{"$f":"IFERROR(VLOOKUP(D12,Arkusz!A:H,6,FALSE),\"-\")","v":"Cobi FO kable"},0.0,{"$f":"IFERROR(IF(VLOOKUP(D12,Arkusz!A:K,5,FALSE)=0,(IF(VLOOKUP(D12,Arkusz!A:K,11,FALSE)=0,\"Na zapytanie\",VLOOKUP(D12,Arkusz!A:K,11,FALSE))),(VLOOKUP(D12,Arkusz!A:K,5,FALSE))),\"Na zapytanie\")","v":4.84},4.84,{"$f":"IFERROR(IF(VLOOKUP(D12,Arkusz!A:H,5,FALSE)=0,IF(H12=\"Na zapytanie\",\"\",\"EUR\"),\"PLN\"),\"\")","v":"PLN"}]
[null,null,null,"F52-2500",{"$f":"IFERROR(VLOOKUP(D13,Arkusz!A:H,3,FALSE),\"Brak towaru\")","v":"Kabel światłowodowy CobiCabling wielomodowy OM2 12G LSOH uniwersalny Dca"},{"$f":"IFERROR(VLOOKUP(D13,Arkusz!A:H,6,FALSE),\"-\")","v":"Cobi FO kable"},0.0,{"$f":"IFERROR(IF(VLOOKUP(D13,Arkusz!A:K,5,FALSE)=0,(IF(VLOOKUP(D13,Arkusz!A:K,11,FALSE)=0,\"Na zapytanie\",VLOOKUP(D13,Arkusz!A:K,11,FALSE))),(VLOOKUP(D13,Arkusz!A:K,5,FALSE))),\"Na zapytanie\")","v":6.56},6.56,{"$f":"IFERROR(IF(VLOOKUP(D13,Arkusz!A:H,5,FALSE)=0,IF(H13=\"Na zapytanie\",\"\",\"EUR\"),\"PLN\"),\"\")","v":"PLN"}]
[null,null,null,"F52-2600",{"$f":"IFERROR(VLOOKUP(D14,Arkusz!A:H,3,FALSE),\"Brak towaru\")","v":"Kabel światłowodowy CobiCabling wielomodowy OM2 24G LSOH uniwersalny Dca"},{"$f":"IFERROR(VLOOKUP(D14,Arkusz!A:H,6,FALSE),\"-\")","v":"Cobi FO kable"},0.0,{"$f":"IFERROR(IF(VLOOKUP(D14,Arkusz!A:K,5,FALSE)=0,(IF(VLOOKUP(D14,Arkusz!A:K,11,FALSE)=0,\"Na zapytanie\",VLOOKUP(D14,Arkusz!A:K,11,FALSE))),(VLOOKUP(D14,Arkusz!A:K,5,FALSE))),\"Na zapytanie\")","v":10.8},10.8,{"$f":"IFERROR(IF(VLOOKUP(D14,Arkusz!A:H,5,FALSE)=0,IF(H14=\"Na zapytanie\",\"\",\"EUR\"),\"PLN\"),\"\")","v":"PLN"}]
[null,null,null,"F52-2700",{"$f":"IFERROR(VLOOKUP(D15,Arkusz!A:H,3,FALSE),\"Brak towaru\")","v":"Kabel światłowodowy CobiCabling wielomodowy OM2 48G LSOH uniwersalny Dca"},{"$f":"IFERROR(VLOOKUP(D15,Arkusz!A:H,6,FALSE),\"-\")","v":"Cobi FO kable"},0.0,{"$f":"IFERROR(IF(VLOOKUP(D15,Arkusz!A:K,5,FALSE)=0,(IF(VLOOKUP(D15,Arkusz!A:K,11,FALSE)=0,\"Na zapytanie\",VLOOKUP(D15,Arkusz!A:K,11,FALSE))),(VLOOKUP(D15,Arkusz!A:K,5,FALSE))),\"Na zapytanie\")","v":"Na zapytanie"},"",{"$f":"IFERROR(IF(VLOOKUP(D15,Arkusz!A:H,5,FALSE)=0,IF(H15=\"Na zapytanie\",\"\",\"EUR\"),\"PLN\"),\"\")","v":""}]
[null,null,"Wielomodowe OM3 50/125"]
[null,null,null,"F53-2200",{"$f":"IFERROR(VLOOKUP(D17,Arkusz!A:H,3,FALSE),\"Brak towaru\")","v":"Kabel światłowodowy CobiCabling wielomodowy OM3 4G LSOH uniwersalny Dca"},{"$f":"IFERROR(VLOOKUP(D17,Arkusz!A:H,6,FALSE),\"-\")","v":"Cobi FO kable"},0.0,{"$f":"IFERROR(IF(VLOOKUP(D17,Arkusz!A:K,5,FALSE)=0,(IF(VLOOKUP(D17,Arkusz!A:K,11,FALSE)=0,\"Na zapytanie\",VLOOKUP(D17,Arkusz!A:K,11,FALSE))),(VLOOKUP(D17,Arkusz!A:K,5,FALSE))),\"Na zapytanie\")","v":4.64},{"$f":"IFERROR(IF(H17=\"Na zapytanie\",\"\",H17*(1-G17)),\"\")","v":4.64},{"$f":"IFERROR(IF(VLOOKUP(D17,Arkusz!A:H,5,FALSE)=0,IF(H17=\"Na zapytanie\",\"\",\"EUR\"),\"PLN\"),\"\")","v":"PLN"}]
[null,null,null,"F53-2400",{"$f":"IFERROR(VLOOKUP(D18,Arkusz!A:H,3,FALSE),\"Brak towaru\")","v":"Kabel światłowodowy CobiCabling wielomodowy OM3 8G LSOH uniwersalny Dca"},{"$f":"IFERROR(VLOOKUP(D18,Arkusz!A:H,6,FALSE),\"-\")","v":"Cobi FO kable"},0.0,{"$f":"IFERROR(IF(VLOOKUP(D18,Arkusz!A:K,5,FALSE)=0,(IF(VLOOKUP(D18,Arkusz!A:K,11,FALSE)=0,\"Na zapytanie\",VLOOKUP(D18,Arkusz!A:K,11,FALSE))),(VLOOKUP(D18,Arkusz!A:K,5,FALSE))),\"Na zapytanie\")","v":7.24},7.24,{"$f":"IFERROR(IF(VLOOKUP(D18,Arkusz!A:H,5,FALSE)=0,IF(H18=\"Na zapytanie\",\"\",\"EUR\"),\"PLN\"),\"\")","v":"PLN"}]
[null,null,null,"F53-2500",{"$f":"IFERROR(VLOOKUP(D19,Arkusz!A:H,3,FALSE),\"Brak towaru\")","v":"Kabel światłowodowy CobiCabling wielomodowy OM3 12G LSOH uniwersalny Dca"},{"$f":"IFERROR(VLOOKUP(D19,Arkusz!A:H,6,FALSE),\"-\")","v":"Cobi FO kable"},0.0,{"$f":"IFERROR(IF(VLOOKUP(D19,Arkusz!A:K,5,FALSE)=0,(IF(VLOOKUP(D19,Arkusz!A:K,11,FALSE)=0,\"Na zapytanie\",VLOOKUP(D19,Arkusz!A:K,11,FALSE))),(VLOOKUP(D19,Arkusz!A:K,5,FALSE))),\"Na zapytanie\")","v":9.76},9.76,{"$f":"IFERROR(IF(VLOOKUP(D19,Arkusz!A:H,5,FALSE)=0,IF(H19=\"Na zapytanie\",\"\",\"EUR\"),\"PLN\"),\"\")","v":"PLN"}]
[null,null,null,"F53-2600",{"$f":"IFERROR(VLOOKUP(D20,Arkusz!A:H,3,FALSE),\"Brak towaru\")","v":"Kabel światłowodowy CobiCabling wielomodowy OM3 24G LSOH uniwersalny Dca"},{"$f":"IFERROR(VLOOKUP(D20,Arkusz!A:H,6,FALSE),\"-\")","v":"Cobi FO kable"},0.0,{"$f":"IFERROR(IF(VLOOKUP(D20,Arkusz!A:K,5,FALSE)=0,(IF(VLOOKUP(D20,Arkusz!A:K,11,FALSE)=0,\"Na zapytanie\",VLOOKUP(D20,Arkusz!A:K,11,FALSE))),(VLOOKUP(D20,Arkusz!A:K,5,FALSE))),\"Na zapytanie\")","v":17.52},17.52,{"$f":"IFERROR(IF(VLOOKUP(D20,Arkusz!A:H,5,FALSE)=0,IF(H20=\"Na zapytanie\",\"\",\"EUR\"),\"PLN\"),\"\")","v":"PLN"}]
[null,null,null,"F53-2700",{"$f":"IFERROR(VLOOKUP(D21,Arkusz!A:H,3,FALSE),\"Brak towaru\")","v":"Kabel światłowodowy CobiCabling wielomodowy OM3 48G LSOH uniwersalny Dca"},{"$f":"IFERROR(VLOOKUP(D21,Arkusz!A:H,6,FALSE),\"-\")","v":"Cobi FO kable"},0.0,{"$f":"IFERROR(IF(VLOOKUP(D21,Arkusz!A:K,5,FALSE)=0,(IF(VLOOKUP(D21,Arkusz!A:K,11,FALSE)=0,\"Na zapytanie\",VLOOKUP(D21,Arkusz!A:K,11,FALSE))),(VLOOKUP(D21,Arkusz!A:K,5,FALSE))),\"Na zapytanie\")","v":"Na zapytanie"},"",{"$f":"IFERROR(IF(VLOOKUP(D21,Arkusz!A:H,5,FALSE)=0,IF(H21=\"Na zapytanie\",\"\",\"EUR\"),\"PLN\"),\"\")","v":""}]
[null,null,"Wielomodowe OM4 50/125"]
[null,null,null,"F54-2200",{"$f":"IFERROR(VLOOKUP(D23,Arkusz!A:H,3,FALSE),\"Brak towaru\")","v":"Kabel światłowodowy CobiCabling wielomodowy OM4 4G LSOH uniwersalny Dca"},{"$f":"IFERROR(VLOOKUP(D23,Arkusz!A:H,6,FALSE),\"-\")","v":"Cobi FO kable"},0.0,{"$f":"IFERROR(IF(VLOOKUP(D23,Arkusz!A:K,5,FALSE)=0,(IF(VLOOKUP(D23,Arkusz!A:K,11,FALSE)=0,\"Na zapytanie\",VLOOKUP(D23,Arkusz!A:K,11,FALSE))),(VLOOKUP(D23,Arkusz!A:K,5,FALSE))),\"Na zapytanie\")","v":10.56},{"$f":"IFERROR(IF(H23=\"Na zapytanie\",\"\",H23*(1-G23)),\"\")","v":10.56},{"$f":"IFERROR(IF(VLOOKUP(D23,Arkusz!A:H,5,FALSE)=0,IF(H23=\"Na zapytanie\",\"\",\"EUR\"),\"PLN\"),\"\")","v":"PLN"}]
[null,null,null,"F54-2400",{"$f":"IFERROR(VLOOKUP(D24,Arkusz!A:H,3,FALSE),\"Brak towaru\")","v":"Kabel światłowodowy CobiCabling wielomodowy OM4 8G LSOH uniwersalny Dca"},{"$f":"IFERROR(VLOOKUP(D24,Arkusz!A:H,6,FALSE),\"-\")","v":"Cobi FO kable"},0.0,{"$f":"IFERROR(IF(VLOOKUP(D24,Arkusz!A:K,5,FALSE)=0,(IF(VLOOKUP(D24,Arkusz!A:K,11,FALSE)=0,\"Na zapytanie\",VLOOKUP(D24,Arkusz!A:K,11,FALSE))),(VLOOKUP(D24,Arkusz!A:K,5,FALSE))),\"Na zapytanie\")","v":9.89},9.89,{"$f":"IFERROR(IF(VLOOKUP(D24,Arkusz!A:H,5,FALSE)=0,IF(H24=\"Na zapytanie\",\"\",\"EUR\"),\"PLN\"),\"\")","v":"PLN"}]
[null,null,null,"F54-2500",{"$f":"IFERROR(VLOOKUP(D25,Arkusz!A:H,3,FALSE),\"Brak towaru\")","v":"Kabel światłowodowy CobiCabling wielomodowy OM4 12G LSOH uniwersalny Dca"},{"$f":"IFERROR(VLOOKUP(D25,Arkusz!A:H,6,FALSE),\"-\")","v":"Cobi FO kable"},0.0,{"$f":"IFERROR(IF(VLOOKUP(D25,Arkusz!A:K,5,FALSE)=0,(IF(VLOOKUP(D25,Arkusz!A:K,11,FALSE)=0,\"Na zapytanie\",VLOOKUP(D25,Arkusz!A:K,11,FALSE))),(VLOOKUP(D25,Arkusz!A:K,5,FALSE))),\"Na zapytanie\")","v":32},32,{"$f":"IFERROR(IF(VLOOKUP(D25,Arkusz!A:H,5,FALSE)=0,IF(H25=\"Na zapytanie\",\"\",\"EUR\"),\"PLN\"),\"\")","v":"PLN"}]
[null,null,null,"F54-2600",{"$f":"IFERROR(VLOOKUP(D26,Arkusz!A:H,3,FALSE),\"Brak towaru\")","v":"Kabel światłowodowy CobiCabling wielomodowy OM4 24G LSOH uniwersalny Dca"},{"$f":"IFERROR(VLOOKUP(D26,Arkusz!A:H,6,FALSE),\"-\")","v":"Cobi FO kable"},0.0,{"$f":"IFERROR(IF(VLOOKUP(D26,Arkusz!A:K,5,FALSE)=0,(IF(VLOOKUP(D26,Arkusz!A:K,11,FALSE)=0,\"Na zapytanie\",VLOOKUP(D26,Arkusz!A:K,11,FALSE))),(VLOOKUP(D26,Arkusz!A:K,5,FALSE))),\"Na zapytanie\")","v":45.6},45.6,{"$f":"IFERROR(IF(VLOOKUP(D26,Arkusz!A:H,5,FALSE)=0,IF(H26=\"Na zapytanie\",\"\",\"EUR\"),\"PLN\"),\"\")","v":"PLN"}]
[null,null,null,"F54-2700",{"$f":"IFERROR(VLOOKUP(D27,Arkusz!A:H,3,FALSE),\"Brak towaru\")","v":"Kabel światłowodowy CobiCabling wielomodowy OM4 48G LSOH uniwersalny Dca"},{"$f":"IFERROR(VLOOKUP(D27,Arkusz!A:H,6,FALSE),\"-\")","v":"Cobi FO kable"},0.0,{"$f":"IFERROR(IF(VLOOKUP(D27,Arkusz!A:K,5,FALSE)=0,(IF(VLOOKUP(D27,Arkusz!A:K,11,FALSE)=0,\"Na zapytanie\",VLOOKUP(D27,Arkusz!A:K,11,FALSE))),(VLOOKUP(D27,Arkusz!A:K,5,FALSE))),\"Na zapytanie\")","v":"Na zapytanie"},"",{"$f":"IFERROR(IF(VLOOKUP(D27,Arkusz!A:H,5,FALSE)=0,IF(H27=\"Na zapytanie\",\"\",\"EUR\"),\"PLN\"),\"\")","v":""}]
[null,"Kable światłowodowe uniwersalne (B2ca)"]
[null,null,"Jednomodowe OS2 9/125"]
[null,null,null,"F51-5500",{"$f":"IFERROR(VLOOKUP(D30,Arkusz!A:H,3,FALSE),\"Brak towaru\")","v":"Kabel światłowodowy CobiCabling jednomodowy OS2 12J LSOH uniwersalny B2ca"},{"$f":"IFERROR(VLOOKUP(D30,Arkusz!A:H,6,FALSE),\"-\")","v":"Cobi FO kable"},0.0,{"$f":"IFERROR(IF(VLOOKUP(D30,Arkusz!A:K,5,FALSE)=0,(IF(VLOOKUP(D30,Arkusz!A:K,11,FALSE)=0,\"Na zapytanie\",VLOOKUP(D30,Arkusz!A:K,11,FALSE))),(VLOOKUP(D30,Arkusz!A:K,5,FALSE))),\"Na zapytanie\")","v":6.12},{"$f":"IFERROR(IF(H30=\"Na zapytanie\",\"\",H30*(1-G30)),\"\")","v":6.12},{"$f":"IFERROR(IF(VLOOKUP(D30,Arkusz!A:H,5,FALSE)=0,IF(H30=\"Na zapytanie\",\"\",\"EUR\"),\"PLN\"),\"\")","v":"PLN"}]
[null,null,null,"F51-5600",{"$f":"IFERROR(VLOOKUP(D31,Arkusz!A:H,3,FALSE),\"Brak towaru\")","v":"Kabel światłowodowy CobiCabling jednomodowy OS2 24J LSOH uniwersalny B2ca"},{"$f":"IFERROR(VLOOKUP(D31,Arkusz!A:H,6,FALSE),\"-\")","v":"Cobi FO kable"},0.0,{"$f":"IFERROR(IF(VLOOKUP(D31,Arkusz!A:K,5,FALSE)=0,(IF(VLOOKUP(D31,Arkusz!A:K,11,FALSE)=0,\"Na zapytanie\",VLOOKUP(D31,Arkusz!A:K,11,FALSE))),(VLOOKUP(D31,Arkusz!A:K,5,FALSE))),\"Na zapytanie\")","v":9.04},9.04,{"$f":"IFERROR(IF(VLOOKUP(D31,Arkusz!A:H,5,FALSE)=0,IF(H31=\"Na zapytanie\",\"\",\"EUR\"),\"PLN\"),\"\")","v":"PLN"}]
[null,null,"Wielomodowe OM3 50/125"]
[null,null,null,"F53-5500",{"$f":"IFERROR(VLOOKUP(D33,Arkusz!A:H,3,FALSE),\"Brak towaru\")","v":"Kabel światłowodowy CobiCabling wielomodowy OM3 12G LSOH uniwersalny B2ca"},{"$f":"IFERROR(VLOOKUP(D33,Arkusz!A:H,6,FALSE),\"-\")","v":"Cobi FO kable"},0.0,{"$f":"IFERROR(IF(VLOOKUP(D33,Arkusz!A:K,5,FALSE)=0,(IF(VLOOKUP(D33,Arkusz!A:K,11,FALSE)=0,\"Na zapytanie\",VLOOKUP(D33,Arkusz!A:K,11,FALSE))),(VLOOKUP(D33,Arkusz!A:K,5,FALSE))),\"Na zapytanie\")","v":14.12},{"$f":"IFERROR(IF(H33=\"Na zapytanie\",\"\",H33*(1-G33)),\"\")","v":14.12},{"$f":"IFERROR(IF(VLOOKUP(D33,Arkusz!A:H,5,FALSE)=0,IF(H33=\"Na zapytanie\",\"\",\"EUR\"),\"PLN\"),\"\")","v":"PLN"}]
[null,null,null,"F53-5600",{"$f":"IFERROR(VLOOKUP(D34,Arkusz!A:H,3,FALSE),\"Brak towaru\")","v":"Kabel światłowodowy CobiCabling wielomodowy OM3 24G LSOH uniwersalny B2ca"},{"$f":"IFERROR(VLOOKUP(D34,Arkusz!A:H,6,FALSE),\"-\")","v":"Cobi FO kable"},0.0,{"$f":"IFERROR(IF(VLOOKUP(D34,Arkusz!A:K,5,FALSE)=0,(IF(VLOOKUP(D34,Arkusz!A:K,11,FALSE)=0,\"Na zapytanie\",VLOOKUP(D34,Arkusz!A:K,11,FALSE))),(VLOOKUP(D34,Arkusz!A:K,5,FALSE))),\"Na zapytanie\")","v":"Na zapytanie"},"",{"$f":"IFERROR(IF(VLOOKUP(D34,Arkusz!A:H,5,FALSE)=0,IF(H34=\"Na zapytanie\",\"\",\"EUR\"),\"PLN\"),\"\")","v":""}]
[null,null,"Wielomodowe OM4 50/125"]
[null,null,null,"F54-5500",{"$f":"IFERROR(VLOOKUP(D36,Arkusz!A:H,3,FALSE),\"Brak towaru\")","v":"Kabel światłowodowy CobiCabling wielomodowy OM4 12G LSOH uniwersalny B2ca"},{"$f":"IFERROR(VLOOKUP(D36,Arkusz!A:H,6,FALSE),\"-\")","v":"Cobi FO kable"},0.0,{"$f":"IFERROR(IF(VLOOKUP(D36,Arkusz!A:K,5,FALSE)=0,(IF(VLOOKUP(D36,Arkusz!A:K,11,FALSE)=0,\"Na zapytanie\",VLOOKUP(D36,Arkusz!A:K,11,FALSE))),(VLOOKUP(D36,Arkusz!A:K,5,FALSE))),\"Na zapytanie\")","v":28.44},{"$f":"IFERROR(IF(H36=\"Na zapytanie\",\"\",H36*(1-G36)),\"\")","v":28.44},{"$f":"IFERROR(IF(VLOOKUP(D36,Arkusz!A:H,5,FALSE)=0,IF(H36=\"Na zapytanie\",\"\",\"EUR\"),\"PLN\"),\"\")","v":"PLN"}]
[null,null,null,"F54-5600",{"$f":"IFERROR(VLOOKUP(D37,Arkusz!A:H,3,FALSE),\"Brak towaru\")","v":"Kabel światłowodowy CobiCabling wielomodowy OM4 24G LSOH uniwersalny B2ca"},{"$f":"IFERROR(VLOOKUP(D37,Arkusz!A:H,6,FALSE),\"-\")","v":"Cobi FO kable"},0.0,{"$f":"IFERROR(IF(VLOOKUP(D37,Arkusz!A:K,5,FALSE)=0,(IF(VLOOKUP(D37,Arkusz!A:K,11,FALSE)=0,\"Na zapytanie\",VLOOKUP(D37,Arkusz!A:K,11,FALSE))),(VLOOKUP(D37,Arkusz!A:K,5,FALSE))),\"Na zapytanie\")","v":"Na zapytanie"},"",{"$f":"IFERROR(IF(VLOOKUP(D37,Arkusz!A:H,5,FALSE)=0,IF(H37=\"Na zapytanie\",\"\",\"EUR\"),\"PLN\"),\"\")","v":""}]
[null,"Kable światłowodowe zewnętrzne PE"]
[null,null,"Jednomodowe OS2 9/125"]
[null,null,null,"F51-9200",{"$f":"IFERROR(VLOOKUP(D40,Arkusz!A:H,3,FALSE),\"Brak towaru\")","v":"Kabel światłowodowy CobiCabling jednomodowy OS2 4J PE zewnętrzny"},{"$f":"IFERROR(VLOOKUP(D40,Arkusz!A:H,6,FALSE),\"-\")","v":"Cobi FO kable"},0.0,{"$f":"IFERROR(IF(VLOOKUP(D40,Arkusz!A:K,5,FALSE)=0,(IF(VLOOKUP(D40,Arkusz!A:K,11,FALSE)=0,\"Na zapytanie\",VLOOKUP(D40,Arkusz!A:K,11,FALSE))),(VLOOKUP(D40,Arkusz!A:K,5,FALSE))),\"Na zapytanie\")","v":"Na zapytanie"},{"$f":"IFERROR(IF(H40=\"Na zapytanie\",\"\",H40*(1-G40)),\"\")","v":""},{"$f":"IFERROR(IF(VLOOKUP(D40,Arkusz!A:H,5,FALSE)=0,IF(H40=\"Na zapytanie\",\"\",\"EUR\"),\"PLN\"),\"\")","v":""}]
[null,null,null,"F51-9400",{"$f":"IFERROR(VLOOKUP(D41,Arkusz!A:H,3,FALSE),\"Brak towaru\")","v":"Kabel światłowodowy CobiCabling jednomodowy OS2 8J PE zewnętrzny "},{"$f":"IFERROR(VLOOKUP(D41,Arkusz!A:H,6,FALSE),\"-\")","v":"Cobi FO kable"},0.0,{"$f":"IFERROR(IF(VLOOKUP(D41,Arkusz!A:K,5,FALSE)=0,(IF(VLOOKUP(D41,Arkusz!A:K,11,FALSE)=0,\"Na zapytanie\",VLOOKUP(D41,Arkusz!A:K,11,FALSE))),(VLOOKUP(D41,Arkusz!A:K,5,FALSE))),\"Na zapytanie\")","v":"Na zapytanie"},"",{"$f":"IFERROR(IF(VLOOKUP(D41,Arkusz!A:H,5,FALSE)=0,IF(H41=\"Na zapytanie\",\"\",\"EUR\"),\"PLN\"),\"\")","v":""}]
[null,null,null,"F51-9500",{"$f":"IFERROR(VLOOKUP(D42,Arkusz!A:H,3,FALSE),\"Brak towaru\")","v":"Kabel światłowodowy CobiCabling jednomodowy OS2 12J PE zewnętrzny"},{"$f":"IFERROR(VLOOKUP(D42,Arkusz!A:H,6,FALSE),\"-\")","v":"Cobi FO kable"},0.0,{"$f":"IFERROR(IF(VLOOKUP(D42,Arkusz!A:K,5,FALSE)=0,(IF(VLOOKUP(D42,Arkusz!A:K,11,FALSE)=0,\"Na zapytanie\",VLOOKUP(D42,Arkusz!A:K,11,FALSE))),(VLOOKUP(D42,Arkusz!A:K,5,FALSE))),\"Na zapytanie\")","v":"Na zapytanie"},"",{"$f":"IFERROR(IF(VLOOKUP(D42,Arkusz!A:H,5,FALSE)=0,IF(H42=\"Na zapytanie\",\"\",\"EUR\"),\"PLN\"),\"\")","v":""}]
[null,null,null,"F51-9600",{"$f":"IFERROR(VLOOKUP(D43,Arkusz!A:H,3,FALSE),\"Brak towaru\")","v":"Kabel światłowodowy CobiCabling jednomodowy OS2 24J PE zewnętrzny"},{"$f":"IFERROR(VLOOKUP(D43,Arkusz!A:H,6,FALSE),\"-\")","v":"Cobi FO kable"},0.0,{"$f":"IFERROR(IF(VLOOKUP(D43,Arkusz!A:K,5,FALSE)=0,(IF(VLOOKUP(D43,Arkusz!A:K,11,FALSE)=0,\"Na zapytanie\",VLOOKUP(D43,Arkusz!A:K,11,FALSE))),(VLOOKUP(D43,Arkusz!A:K,5,FALSE))),\"Na zapytanie\")","v":11.92},11.92,{"$f":"IFERROR(IF(VLOOKUP(D43,Arkusz!A:H,5,FALSE)=0,IF(H43=\"Na zapytanie\",\"\",\"EUR\"),\"PLN\"),\"\")","v":"PLN"}]
[null,null,"Wielomodowe OM2 50/125"]
[null,null,null,"F52-9200",{"$f":"IFERROR(VLOOKUP(D45,Arkusz!A:H,3,FALSE),\"Brak towaru\")","v":"Kabel światłowodowy CobiCabling wielomodowy OM2 4G PE zewnętrzny"},{"$f":"IFERROR(VLOOKUP(D45,Arkusz!A:H,6,FALSE),\"-\")","v":"Cobi FO kable"},0.0,{"$f":"IFERROR(IF(VLOOKUP(D45,Arkusz!A:K,5,FALSE)=0,(IF(VLOOKUP(D45,Arkusz!A:K,11,FALSE)=0,\"Na zapytanie\",VLOOKUP(D45,Arkusz!A:K,11,FALSE))),(VLOOKUP(D45,Arkusz!A:K,5,FALSE))),\"Na zapytanie\")","v":"Na zapytanie"},{"$f":"IFERROR(IF(H45=\"Na zapytanie\",\"\",H45*(1-G45)),\"\")","v":""},{"$f":"IFERROR(IF(VLOOKUP(D45,Arkusz!A:H,5,FALSE)=0,IF(H45=\"Na zapytanie\",\"\",\"EUR\"),\"PLN\"),\"\")","v":""}]
[null,null,null,"F52-9400",{"$f":"IFERROR(VLOOKUP(D46,Arkusz!A:H,3,FALSE),\"Brak towaru\")","v":"Kabel światłowodowy CobiCabling wielomodowy OM2 8G  PE zewnętrzny "},{"$f":"IFERROR(VLOOKUP(D46,Arkusz!A:H,6,FALSE),\"-\")","v":"Cobi FO kable"},0.0,{"$f":"IFERROR(IF(VLOOKUP(D46,Arkusz!A:K,5,FALSE)=0,(IF(VLOOKUP(D46,Arkusz!A:K,11,FALSE)=0,\"Na zapytanie\",VLOOKUP(D46,Arkusz!A:K,11,FALSE))),(VLOOKUP(D46,Arkusz!A:K,5,FALSE))),\"Na zapytanie\")","v":"Na zapytanie"},"",{"$f":"IFERROR(IF(VLOOKUP(D46,Arkusz!A:H,5,FALSE)=0,IF(H46=\"Na zapytanie\",\"\",\"EUR\"),\"PLN\"),\"\")","v":""}]
[null,null,null,"F52-9500",{"$f":"IFERROR(VLOOKUP(D47,Arkusz!A:H,3,FALSE),\"Brak towaru\")","v":"Kabel światłowodowy CobiCabling wielomodowy OM2 12G PE zewnętrzny"},{"$f":"IFERROR(VLOOKUP(D47,Arkusz!A:H,6,FALSE),\"-\")","v":"Cobi FO kable"},0.0,{"$f":"IFERROR(IF(VLOOKUP(D47,Arkusz!A:K,5,FALSE)=0,(IF(VLOOKUP(D47,Arkusz!A:K,11,FALSE)=0,\"Na zapytanie\",VLOOKUP(D47,Arkusz!A:K,11,FALSE))),(VLOOKUP(D47,Arkusz!A:K,5,FALSE))),\"Na zapytanie\")","v":"Na zapytanie"},"",{"$f":"IFERROR(IF(VLOOKUP(D47,Arkusz!A:H,5,FALSE)=0,IF(H47=\"Na zapytanie\",\"\",\"EUR\"),\"PLN\"),\"\")","v":""}]
[null,null,null,"F52-9600",{"$f":"IFERROR(VLOOKUP(D48,Arkusz!A:H,3,FALSE),\"Brak towaru\")","v":"Kabel światłowodowy CobiCabling wielomodowy OM2 24G PE zewnętrzny"},{"$f":"IFERROR(VLOOKUP(D48,Arkusz!A:H,6,FALSE),\"-\")","v":"Cobi FO kable"},0.0,{"$f":"IFERROR(IF(VLOOKUP(D48,Arkusz!A:K,5,FALSE)=0,(IF(VLOOKUP(D48,Arkusz!A:K,11,FALSE)=0,\"Na zapytanie\",VLOOKUP(D48,Arkusz!A:K,11,FALSE))),(VLOOKUP(D48,Arkusz!A:K,5,FALSE))),\"Na zapytanie\")","v":"Na zapytanie"},"",{"$f":"IFERROR(IF(VLOOKUP(D48,Arkusz!A:H,5,FALSE)=0,IF(H48=\"Na zapytanie\",\"\",\"EUR\"),\"PLN\"),\"\")","v":""}]
[null,null,"Wielomodowe OM3 50/125"]
[null,null,null,"F53-9200",{"$f":"IFERROR(VLOOKUP(D50,Arkusz!A:H,3,FALSE),\"Brak towaru\")","v":"Kabel światłowodowy CobiCabling wielomodowy OM3 4G PE zewnętrzny"},{"$f":"IFERROR(VLOOKUP(D50,Arkusz!A:H,6,FALSE),\"-\")","v":"Cobi FO kable"},0.0,{"$f":"IFERROR(IF(VLOOKUP(D50,Arkusz!A:K,5,FALSE)=0,(IF(VLOOKUP(D50,Arkusz!A:K,11,FALSE)=0,\"Na zapytanie\",VLOOKUP(D50,Arkusz!A:K,11,FALSE))),(VLOOKUP(D50,Arkusz!A:K,5,FALSE))),\"Na zapytanie\")","v":"Na zapytanie"},{"$f":"IFERROR(IF(H50=\"Na zapytanie\",\"\",H50*(1-G50)),\"\")","v":""},{"$f":"IFERROR(IF(VLOOKUP(D50,Arkusz!A:H,5,FALSE)=0,IF(H50=\"Na zapytanie\",\"\",\"EUR\"),\"PLN\"),\"\")","v":""}]
[null,null,null,"F53-9400",{"$f":"IFERROR(VLOOKUP(D51,Arkusz!A:H,3,FALSE),\"Brak towaru\")","v":"Kabel światłowodowy CobiCabling wielomodowy OM3 8G PE zewnętrzny"},{"$f":"IFERROR(VLOOKUP(D51,Arkusz!A:H,6,FALSE),\"-\")","v":"Cobi FO kable"},0.0,{"$f":"IFERROR(IF(VLOOKUP(D51,Arkusz!A:K,5,FALSE)=0,(IF(VLOOKUP(D51,Arkusz!A:K,11,FALSE)=0,\"Na zapytanie\",VLOOKUP(D51,Arkusz!A:K,11,FALSE))),(VLOOKUP(D51,Arkusz!A:K,5,FALSE))),\"Na zapytanie\")","v":"Na zapytanie"},"",{"$f":"IFERROR(IF(VLOOKUP(D51,Arkusz!A:H,5,FALSE)=0,IF(H51=\"Na zapytanie\",\"\",\"EUR\"),\"PLN\"),\"\")","v":""}]
[null,null,null,"F53-9500",{"$f":"IFERROR(VLOOKUP(D52,Arkusz!A:H,3,FALSE),\"Brak towaru\")","v":"Kabel światłowodowy CobiCabling wielomodowy OM3 12G PE zewnętrzny"},{"$f":"IFERROR(VLOOKUP(D52,Arkusz!A:H,6,FALSE),\"-\")","v":"Cobi FO kable"},0.0,{"$f":"IFERROR(IF(VLOOKUP(D52,Arkusz!A:K,5,FALSE)=0,(IF(VLOOKUP(D52,Arkusz!A:K,11,FALSE)=0,\"Na zapytanie\",VLOOKUP(D52,Arkusz!A:K,11,FALSE))),(VLOOKUP(D52,Arkusz!A:K,5,FALSE))),\"Na zapytanie\")","v":"Na zapytanie"},"",{"$f":"IFERROR(IF(VLOOKUP(D52,Arkusz!A:H,5,FALSE)=0,IF(H52=\"Na zapytanie\",\"\",\"EUR\"),\"PLN\"),\"\")","v":""}]
[null,null,null,"F53-9600",{"$f":"IFERROR(VLOOKUP(D53,Arkusz!A:H,3,FALSE),\"Brak towaru\")","v":"Kabel światłowodowy CobiCabling wielomodowy OM3 24G PE zewnętrzny"},{"$f":"IFERROR(VLOOKUP(D53,Arkusz!A:H,6,FALSE),\"-\")","v":"Cobi FO kable"},0.0,{"$f":"IFERROR(IF(VLOOKUP(D53,Arkusz!A:K,5,FALSE)=0,(IF(VLOOKUP(D53,Arkusz!A:K,11,FALSE)=0,\"Na zapytanie\",VLOOKUP(D53,Arkusz!A:K,11,FALSE))),(VLOOKUP(D53,Arkusz!A:K,5,FALSE))),\"Na zapytanie\")","v":"Na zapytanie"},"",{"$f":"IFERROR(IF(VLOOKUP(D53,Arkusz!A:H,5,FALSE)=0,IF(H53=\"Na zapytanie\",\"\",\"EUR\"),\"PLN\"),\"\")","v":""}]
[null,"Kable światłowodowe uniwersalne (Fca)"]
[null,null,"Jednomodowe OS2 9/125"]
[null,null,null,"F51-1200",{"$f":"IFERROR(VLOOKUP(D56,Arkusz!A:H,3,FALSE),\"Brak towaru\")","v":"Kabel światłowodowy CobiCabling jednomodowy OS2 4J LSOH uniwersalny Fca"},{"$f":"IFERROR(VLOOKUP(D56,Arkusz!A:H,6,FALSE),\"-\")","v":"Cobi FO kable"},0.0,{"$f":"IFERROR(IF(VLOOKUP(D56,Arkusz!A:K,5,FALSE)=0,(IF(VLOOKUP(D56,Arkusz!A:K,11,FALSE)=0,\"Na zapytanie\",VLOOKUP(D56,Arkusz!A:K,11,FALSE))),(VLOOKUP(D56,Arkusz!A:K,5,FALSE))),\"Na zapytanie\")","v":2.16},{"$f":"IFERROR(IF(H56=\"Na zapytanie\",\"\",H56*(1-G56)),\"\")","v":2.16},{"$f":"IFERROR(IF(VLOOKUP(D56,Arkusz!A:H,5,FALSE)=0,IF(H56=\"Na zapytanie\",\"\",\"EUR\"),\"PLN\"),\"\")","v":"PLN"}]
[null,null,null,"F51-1400",{"$f":"IFERROR(VLOOKUP(D57,Arkusz!A:H,3,FALSE),\"Brak towaru\")","v":"Kabel światłowodowy CobiCabling jednomodowy OS2 8J LSOH uniwersalny Fca"},{"$f":"IFERROR(VLOOKUP(D57,Arkusz!A:H,6,FALSE),\"-\")","v":"Cobi FO kable"},0.0,{"$f":"IFERROR(IF(VLOOKUP(D57,Arkusz!A:K,5,FALSE)=0,(IF(VLOOKUP(D57,Arkusz!A:K,11,FALSE)=0,\"Na zapytanie\",VLOOKUP(D57,Arkusz!A:K,11,FALSE))),(VLOOKUP(D57,Arkusz!A:K,5,FALSE))),\"Na zapytanie\")","v":3.24},3.24,{"$f":"IFERROR(IF(VLOOKUP(D57,Arkusz!A:H,5,FALSE)=0,IF(H57=\"Na zapytanie\",\"\",\"EUR\"),\"PLN\"),\"\")","v":"PLN"}]
[null,null,null,"F51-1500",{"$f":"IFERROR(VLOOKUP(D58,Arkusz!A:H,3,FALSE),\"Brak towaru\")","v":"Kabel światłowodowy CobiCabling jednomodowy OS2 12J LSOH uniwersalny Fca"},{"$f":"IFERROR(VLOOKUP(D58,Arkusz!A:H,6,FALSE),\"-\")","v":"Cobi FO kable"},0.0,{"$f":"IFERROR(IF(VLOOKUP(D58,Arkusz!A:K,5,FALSE)=0,(IF(VLOOKUP(D58,Arkusz!A:K,11,FALSE)=0,\"Na zapytanie\",VLOOKUP(D58,Arkusz!A:K,11,FALSE))),(VLOOKUP(D58,Arkusz!A:K,5,FALSE))),\"Na zapytanie\")","v":3.45},3.45,{"$f":"IFERROR(IF(VLOOKUP(D58,Arkusz!A:H,5,FALSE)=0,IF(H58=\"Na zapytanie\",\"\",\"EUR\"),\"PLN\"),\"\")","v":"PLN"}]
[null,null,null,"F51-1600",{"$f":"IFERROR(VLOOKUP(D59,Arkusz!A:H,3,FALSE),\"Brak towaru\")","v":"Kabel światłowodowy CobiCabling jednomodowy OS2 24J LSOH uniwersalny Fca"},{"$f":"IFERROR(VLOOKUP(D59,Arkusz!A:H,6,FALSE),\"-\")","v":"Cobi FO kable"},0.0,{"$f":"IFERROR(IF(VLOOKUP(D59,Arkusz!A:K,5,FALSE)=0,(IF(VLOOKUP(D59,Arkusz!A:K,11,FALSE)=0,\"Na zapytanie\",VLOOKUP(D59,Arkusz!A:K,11,FALSE))),(VLOOKUP(D59,Arkusz!A:K,5,FALSE))),\"Na zapytanie\")","v":5.04},5.04,{"$f":"IFERROR(IF(VLOOKUP(D59,Arkusz!A:H,5,FALSE)=0,IF(H59=\"Na zapytanie\",\"\",\"EUR\"),\"PLN\"),\"\")","v":"PLN"}]
[null,"Kable światłowodowe FTTH"]
[null,null,"Jednomodowe OS2 9/125 G657A"]
[null,null,null,"KSAW-S202A-DB-10",{"$f":"IFERROR(VLOOKUP(D62,Arkusz!A:H,3,FALSE),\"Brak towaru\")","v":"Kabel światłowodowy 2LAN jednomodowy FTTH OS2 2J LSOH wewnętrzny Dca"},{"$f":"IFERROR(VLOOKUP(D62,Arkusz!A:H,6,FALSE),\"-\")","v":"Cobi FO kable"},0.0,{"$f":"IFERROR(IF(VLOOKUP(D62,Arkusz!A:K,5,FALSE)=0,(IF(VLOOKUP(D62,Arkusz!A:K,11,FALSE)=0,\"Na zapytanie\",VLOOKUP(D62,Arkusz!A:K,11,FALSE))),(VLOOKUP(D62,Arkusz!A:K,5,FALSE))),\"Na zapytanie\")","v":0.68},{"$f":"IFERROR(IF(H62=\"Na zapytanie\",\"\",H62*(1-G62)),\"\")","v":0.68},{"$f":"IFERROR(IF(VLOOKUP(D62,Arkusz!A:H,5,FALSE)=0,IF(H62=\"Na zapytanie\",\"\",\"EUR\"),\"PLN\"),\"\")","v":"PLN"}]
[null,null,null,"KSAW-S202A-BB-10",{"$f":"IFERROR(VLOOKUP(D63,Arkusz!A:H,3,FALSE),\"Brak towaru\")","v":"Kabel światłowodowy 2LAN jednomodowy FTTH OS2 2J LSOH wewnętrzny B2ca"},{"$f":"IFERROR(VLOOKUP(D63,Arkusz!A:H,6,FALSE),\"-\")","v":"Cobi FO kable"},0.0,{"$f":"IFERROR(IF(VLOOKUP(D63,Arkusz!A:K,5,FALSE)=0,(IF(VLOOKUP(D63,Arkusz!A:K,11,FALSE)=0,\"Na zapytanie\",VLOOKUP(D63,Arkusz!A:K,11,FALSE))),(VLOOKUP(D63,Arkusz!A:K,5,FALSE))),\"Na zapytanie\")","v":2},2,{"$f":"IFERROR(IF(VLOOKUP(D63,Arkusz!A:H,5,FALSE)=0,IF(H63=\"Na zapytanie\",\"\",\"EUR\"),\"PLN\"),\"\")","v":"PLN"}]
[null,"Panele światłowodowe"]
[null,null,null,"F41-0111",{"$f":"IFERROR(VLOOKUP(D65,Arkusz!A:H,3,FALSE),\"Brak towaru\")","v":"Patch panel światłowodowy CobiCabling 12xSC simplex 1U szary"},{"$f":"IFERROR(VLOOKUP(D65,Arkusz!A:H,6,FALSE),\"-\")","v":"Cobi FO osprzęt"},0.0,{"$f":"IFERROR(IF(VLOOKUP(D65,Arkusz!A:K,5,FALSE)=0,(IF(VLOOKUP(D65,Arkusz!A:K,11,FALSE)=0,\"Na zapytanie\",VLOOKUP(D65,Arkusz!A:K,11,FALSE))),(VLOOKUP(D65,Arkusz!A:K,5,FALSE))),\"Na zapytanie\")","v":254.37},{"$f":"IFERROR(IF(H65=\"Na zapytanie\",\"\",H65*(1-G65)),\"\")","v":254.37},{"$f":"IFERROR(IF(VLOOKUP(D65,Arkusz!A:H,5,FALSE)=0,IF(H65=\"Na zapytanie\",\"\",\"EUR\"),\"PLN\"),\"\")","v":"PLN"}]
[null,null,null,"F41-0121",{"$f":"IFERROR(VLOOKUP(D66,Arkusz!A:H,3,FALSE),\"Brak towaru\")","v":"Patch panel światłowodowy CobiCabling 24xSC simplex 1U szary"},{"$f":"IFERROR(VLOOKUP(D66,Arkusz!A:H,6,FALSE),\"-\")","v":"Cobi FO osprzęt"},0.0,{"$f":"IFERROR(IF(VLOOKUP(D66,Arkusz!A:K,5,FALSE)=0,(IF(VLOOKUP(D66,Arkusz!A:K,11,FALSE)=0,\"Na zapytanie\",VLOOKUP(D66,Arkusz!A:K,11,FALSE))),(VLOOKUP(D66,Arkusz!A:K,5,FALSE))),\"Na zapytanie\")","v":254.37},254.37,{"$f":"IFERROR(IF(VLOOKUP(D66,Arkusz!A:H,5,FALSE)=0,IF(H66=\"Na zapytanie\",\"\",\"EUR\"),\"PLN\"),\"\")","v":"PLN"}]
[null,null,null,"F41-1111",{"$f":"IFERROR(VLOOKUP(D67,Arkusz!A:H,3,FALSE),\"Brak towaru\")","v":"Patch panel światłowodowy CobiCabling 12xSC simplex 1U czarny"},{"$f":"IFERROR(VLOOKUP(D67,Arkusz!A:H,6,FALSE),\"-\")","v":"Cobi FO osprzęt"},0.0,{"$f":"IFERROR(IF(VLOOKUP(D67,Arkusz!A:K,5,FALSE)=0,(IF(VLOOKUP(D67,Arkusz!A:K,11,FALSE)=0,\"Na zapytanie\",VLOOKUP(D67,Arkusz!A:K,11,FALSE))),(VLOOKUP(D67,Arkusz!A:K,5,FALSE))),\"Na zapytanie\")","v":254.37},254.37,{"$f":"IFERROR(IF(VLOOKUP(D67,Arkusz!A:H,5,FALSE)=0,IF(H67=\"Na zapytanie\",\"\",\"EUR\"),\"PLN\"),\"\")","v":"PLN"}]
[null,null,null,"F41-1121",{"$f":"IFERROR(VLOOKUP(D68,Arkusz!A:H,3,FALSE),\"Brak towaru\")","v":"Patch panel światłowodowy CobiCabling 24xSC simplex 1U czarny"},{"$f":"IFERROR(VLOOKUP(D68,Arkusz!A:H,6,FALSE),\"-\")","v":"Cobi FO osprzęt"},0.0,{"$f":"IFERROR(IF(VLOOKUP(D68,Arkusz!A:K,5,FALSE)=0,(IF(VLOOKUP(D68,Arkusz!A:K,11,FALSE)=0,\"Na zapytanie\",VLOOKUP(D68,Arkusz!A:K,11,FALSE))),(VLOOKUP(D68,Arkusz!A:K,5,FALSE))),\"Na zapytanie\")","v":254.37},254.37,{"$f":"IFERROR(IF(VLOOKUP(D68,Arkusz!A:H,5,FALSE)=0,IF(H68=\"Na zapytanie\",\"\",\"EUR\"),\"PLN\"),\"\")","v":"PLN"}]
[null,null,null,"F41-0211",{"$f":"IFERROR(VLOOKUP(D69,Arkusz!A:H,3,FALSE),\"Brak towaru\")","v":"Patch panel światłowodowy CobiCabling 12xSC duplex 1U szary"},{"$f":"IFERROR(VLOOKUP(D69,Arkusz!A:H,6,FALSE),\"-\")","v":"Cobi FO osprzęt"},0.0,{"$f":"IFERROR(IF(VLOOKUP(D69,Arkusz!A:K,5,FALSE)=0,(IF(VLOOKUP(D69,Arkusz!A:K,11,FALSE)=0,\"Na zapytanie\",VLOOKUP(D69,Arkusz!A:K,11,FALSE))),(VLOOKUP(D69,Arkusz!A:K,5,FALSE))),\"Na zapytanie\")","v":254.37},254.37,{"$f":"IFERROR(IF(VLOOKUP(D69,Arkusz!A:H,5,FALSE)=0,IF(H69=\"Na zapytanie\",\"\",\"EUR\"),\"PLN\"),\"\")","v":"PLN"}]
[null,null,null,"F41-0221",{"$f":"IFERROR(VLOOKUP(D70,Arkusz!A:H,3,FALSE),\"Brak towaru\")","v":"Patch panel światłowodowy CobiCabling 24xSC duplex 1U szary"},{"$f":"IFERROR(VLOOKUP(D70,Arkusz!A:H,6,FALSE),\"-\")","v":"Cobi FO osprzęt"},0.0,{"$f":"IFERROR(IF(VLOOKUP(D70,Arkusz!A:K,5,FALSE)=0,(IF(VLOOKUP(D70,Arkusz!A:K,11,FALSE)=0,\"Na zapytanie\",VLOOKUP(D70,Arkusz!A:K,11,FALSE))),(VLOOKUP(D70,Arkusz!A:K,5,FALSE))),\"Na zapytanie\")","v":254.37},254.37,{"$f":"IFERROR(IF(VLOOKUP(D70,Arkusz!A:H,5,FALSE)=0,IF(H70=\"Na zapytanie\",\"\",\"EUR\"),\"PLN\"),\"\")","v":"PLN"}]
[null,null,null,"F41-1211",{"$f":"IFERROR(VLOOKUP(D71,Arkusz!A:H,3,FALSE),\"Brak towaru\")","v":"Patch panel światłowodowy CobiCabling 12xSC duplex 1U czarny"},{"$f":"IFERROR(VLOOKUP(D71,Arkusz!A:H,6,FALSE),\"-\")","v":"Cobi FO osprzęt"},0.0,{"$f":"IFERROR(IF(VLOOKUP(D71,Arkusz!A:K,5,FALSE)=0,(IF(VLOOKUP(D71,Arkusz!A:K,11,FALSE)=0,\"Na zapytanie\",VLOOKUP(D71,Arkusz!A:K,11,FALSE))),(VLOOKUP(D71,Arkusz!A:K,5,FALSE))),\"Na zapytanie\")","v":254.37},254.37,{"$f":"IFERROR(IF(VLOOKUP(D71,Arkusz!A:H,5,FALSE)=0,IF(H71=\"Na zapytanie\",\"\",\"EUR\"),\"PLN\"),\"\")","v":"PLN"}]
[null,null,null,"F41-1221",{"$f":"IFERROR(VLOOKUP(D72,Arkusz!A:H,3,FALSE),\"Brak towaru\")","v":"Patch panel światłowodowy CobiCabling 24xSC duplex 1U czarny"},{"$f":"IFERROR(VLOOKUP(D72,Arkusz!A:H,6,FALSE),\"-\")","v":"Cobi FO osprzęt"},0.0,{"$f":"IFERROR(IF(VLOOKUP(D72,Arkusz!A:K,5,FALSE)=0,(IF(VLOOKUP(D72,Arkusz!A:K,11,FALSE)=0,\"Na zapytanie\",VLOOKUP(D72,Arkusz!A:K,11,FALSE))),(VLOOKUP(D72,Arkusz!A:K,5,FALSE))),\"Na zapytanie\")","v":254.37},254.37,{"$f":"IFERROR(IF(VLOOKUP(D72,Arkusz!A:H,5,FALSE)=0,IF(H72=\"Na zapytanie\",\"\",\"EUR\"),\"PLN\"),\"\")","v":"PLN"}]
[null,"Kasety światłowodowe"]
[null,null,null,"F61-0001",{"$f":"IFERROR(VLOOKUP(D74,Arkusz!A:H,3,FALSE),\"Brak towaru\")","v":"Kaseta światłowodowa CobiCabling dla 12 włókien, biała"},{"$f":"IFERROR(VLOOKUP(D74,Arkusz!A:H,6,FALSE),\"-\")","v":"Cobi FO osprzęt"},0.0,{"$f":"IFERROR(IF(VLOOKUP(D74,Arkusz!A:K,5,FALSE)=0,(IF(VLOOKUP(D74,Arkusz!A:K,11,FALSE)=0,\"Na zapytanie\",VLOOKUP(D74,Arkusz!A:K,11,FALSE))),(VLOOKUP(D74,Arkusz!A:K,5,FALSE))),\"Na zapytanie\")","v":15.16},{"$f":"IFERROR(IF(H74=\"Na zapytanie\",\"\",H74*(1-G74)),\"\")","v":15.16},{"$f":"IFERROR(IF(VLOOKUP(D74,Arkusz!A:H,5,FALSE)=0,IF(H74=\"Na zapytanie\",\"\",\"EUR\"),\"PLN\"),\"\")","v":"PLN"}]
[null,null,null,"F61-0002",{"$f":"IFERROR(VLOOKUP(D75,Arkusz!A:H,3,FALSE),\"Brak towaru\")","v":"Kaseta światłowodowa CobiCabling dla 24 włókien, biała"},{"$f":"IFERROR(VLOOKUP(D75,Arkusz!A:H,6,FALSE),\"-\")","v":"Cobi FO osprzęt"},0.0,{"$f":"IFERROR(IF(VLOOKUP(D75,Arkusz!A:K,5,FALSE)=0,(IF(VLOOKUP(D75,Arkusz!A:K,11,FALSE)=0,\"Na zapytanie\",VLOOKUP(D75,Arkusz!A:K,11,FALSE))),(VLOOKUP(D75,Arkusz!A:K,5,FALSE))),\"Na zapytanie\")","v":37.95},37.95,{"$f":"IFERROR(IF(VLOOKUP(D75,Arkusz!A:H,5,FALSE)=0,IF(H75=\"Na zapytanie\",\"\",\"EUR\"),\"PLN\"),\"\")","v":"PLN"}]
[null,"Adaptery SC / LC"]
[null,null,"Jednomodowe OS2"]
[null,null,null,"F31-1100",{"$f":"IFERROR(VLOOKUP(D78,Arkusz!A:H,3,FALSE),\"Brak towaru\")","v":"Adapter CobiCabling SC/PC simplex jednomodowy OS2"},{"$f":"IFERROR(VLOOKUP(D78,Arkusz!A:H,6,FALSE),\"-\")","v":"Cobi FO osprzęt"},0.0,{"$f":"IFERROR(IF(VLOOKUP(D78,Arkusz!A:K,5,FALSE)=0,(IF(VLOOKUP(D78,Arkusz!A:K,11,FALSE)=0,\"Na zapytanie\",VLOOKUP(D78,Arkusz!A:K,11,FALSE))),(VLOOKUP(D78,Arkusz!A:K,5,FALSE))),\"Na zapytanie\")","v":1.4},{"$f":"IFERROR(IF(H78=\"Na zapytanie\",\"\",H78*(1-G78)),\"\")","v":1.4},{"$f":"IFERROR(IF(VLOOKUP(D78,Arkusz!A:H,5,FALSE)=0,IF(H78=\"Na zapytanie\",\"\",\"EUR\"),\"PLN\"),\"\")","v":"PLN"}]
[null,null,null,"F31-1200",{"$f":"IFERROR(VLOOKUP(D79,Arkusz!A:H,3,FALSE),\"Brak towaru\")","v":"Adapter CobiCabling SC/APC simplex jednomodowy OS2"},{"$f":"IFERROR(VLOOKUP(D79,Arkusz!A:H,6,FALSE),\"-\")","v":"Cobi FO osprzęt"},0.0,{"$f":"IFERROR(IF(VLOOKUP(D79,Arkusz!A:K,5,FALSE)=0,(IF(VLOOKUP(D79,Arkusz!A:K,11,FALSE)=0,\"Na zapytanie\",VLOOKUP(D79,Arkusz!A:K,11,FALSE))),(VLOOKUP(D79,Arkusz!A:K,5,FALSE))),\"Na zapytanie\")","v":1.8},1.8,{"$f":"IFERROR(IF(VLOOKUP(D79,Arkusz!A:H,5,FALSE)=0,IF(H79=\"Na zapytanie\",\"\",\"EUR\"),\"PLN\"),\"\")","v":"PLN"}]
[null,null,null,"F31-2100",{"$f":"IFERROR(VLOOKUP(D80,Arkusz!A:H,3,FALSE),\"Brak towaru\")","v":"Adapter CobiCabling SC/PC duplex jednomodowy OS2"},{"$f":"IFERROR(VLOOKUP(D80,Arkusz!A:H,6,FALSE),\"-\")","v":"Cobi FO osprzęt"},0.0,{"$f":"IFERROR(IF(VLOOKUP(D80,Arkusz!A:K,5,FALSE)=0,(IF(VLOOKUP(D80,Arkusz!A:K,11,FALSE)=0,\"Na zapytanie\",VLOOKUP(D80,Arkusz!A:K,11,FALSE))),(VLOOKUP(D80,Arkusz!A:K,5,FALSE))),\"Na zapytanie\")","v":4.24},4.24,{"$f":"IFERROR(IF(VLOOKUP(D80,Arkusz!A:H,5,FALSE)=0,IF(H80=\"Na zapytanie\",\"\",\"EUR\"),\"PLN\"),\"\")","v":"PLN"}]
[null,null,null,"F31-2200",{"$f":"IFERROR(VLOOKUP(D81,Arkusz!A:H,3,FALSE),\"Brak towaru\")","v":"Adapter CobiCabling SC/APC duplex jednomodowy OS2"},{"$f":"IFERROR(VLOOKUP(D81,Arkusz!A:H,6,FALSE),\"-\")","v":"Cobi FO osprzęt"},0.0,{"$f":"IFERROR(IF(VLOOKUP(D81,Arkusz!A:K,5,FALSE)=0,(IF(VLOOKUP(D81,Arkusz!A:K,11,FALSE)=0,\"Na zapytanie\",VLOOKUP(D81,Arkusz!A:K,11,FALSE))),(VLOOKUP(D81,Arkusz!A:K,5,FALSE))),\"Na zapytanie\")","v":4.24},4.24,{"$f":"IFERROR(IF(VLOOKUP(D81,Arkusz!A:H,5,FALSE)=0,IF(H81=\"Na zapytanie\",\"\",\"EUR\"),\"PLN\"),\"\")","v":"PLN"}]
[null,null,null,"F31-2300",{"$f":"IFERROR(VLOOKUP(D82,Arkusz!A:H,3,FALSE),\"Brak towaru\")","v":"Adapter CobiCabling LC/PC duplex jednomodowy OS2"},{"$f":"IFERROR(VLOOKUP(D82,Arkusz!A:H,6,FALSE),\"-\")","v":"Cobi FO osprzęt"},0.0,{"$f":"IFERROR(IF(VLOOKUP(D82,Arkusz!A:K,5,FALSE)=0,(IF(VLOOKUP(D82,Arkusz!A:K,11,FALSE)=0,\"Na zapytanie\",VLOOKUP(D82,Arkusz!A:K,11,FALSE))),(VLOOKUP(D82,Arkusz!A:K,5,FALSE))),\"Na zapytanie\")","v":3.93},3.93,{"$f":"IFERROR(IF(VLOOKUP(D82,Arkusz!A:H,5,FALSE)=0,IF(H82=\"Na zapytanie\",\"\",\"EUR\"),\"PLN\"),\"\")","v":"PLN"}]
[null,null,null,"F31-2400",{"$f":"IFERROR(VLOOKUP(D83,Arkusz!A:H,3,FALSE),\"Brak towaru\")","v":"Adapter CobiCabling LC/APC duplex jednomodowy OS2"},{"$f":"IFERROR(VLOOKUP(D83,Arkusz!A:H,6,FALSE),\"-\")","v":"Cobi FO osprzęt"},0.0,{"$f":"IFERROR(IF(VLOOKUP(D83,Arkusz!A:K,5,FALSE)=0,(IF(VLOOKUP(D83,Arkusz!A:K,11,FALSE)=0,\"Na zapytanie\",VLOOKUP(D83,Arkusz!A:K,11,FALSE))),(VLOOKUP(D83,Arkusz!A:K,5,FALSE))),\"Na zapytanie\")","v":6.84},6.84,{"$f":"IFERROR(IF(VLOOKUP(D83,Arkusz!A:H,5,FALSE)=0,IF(H83=\"Na zapytanie\",\"\",\"EUR\"),\"PLN\"),\"\")","v":"PLN"}]
[null,null,null,"F31-4300",{"$f":"IFERROR(VLOOKUP(D84,Arkusz!A:H,3,FALSE),\"Brak towaru\")","v":"Adapter CobiCabling LC/PC quad jednomodowy OS2"},{"$f":"IFERROR(VLOOKUP(D84,Arkusz!A:H,6,FALSE),\"-\")","v":"Cobi FO osprzęt"},0.0,{"$f":"IFERROR(IF(VLOOKUP(D84,Arkusz!A:K,5,FALSE)=0,(IF(VLOOKUP(D84,Arkusz!A:K,11,FALSE)=0,\"Na zapytanie\",VLOOKUP(D84,Arkusz!A:K,11,FALSE))),(VLOOKUP(D84,Arkusz!A:K,5,FALSE))),\"Na zapytanie\")","v":11.44},11.44,{"$f":"IFERROR(IF(VLOOKUP(D84,Arkusz!A:H,5,FALSE)=0,IF(H84=\"Na zapytanie\",\"\",\"EUR\"),\"PLN\"),\"\")","v":"PLN"}]
[null,null,null,"F31-4400",{"$f":"IFERROR(VLOOKUP(D85,Arkusz!A:H,3,FALSE),\"Brak towaru\")","v":"Adapter CobiCabling LC/APC quad jednomodowy OS2"},{"$f":"IFERROR(VLOOKUP(D85,Arkusz!A:H,6,FALSE),\"-\")","v":"Cobi FO osprzęt"},0.0,{"$f":"IFERROR(IF(VLOOKUP(D85,Arkusz!A:K,5,FALSE)=0,(IF(VLOOKUP(D85,Arkusz!A:K,11,FALSE)=0,\"Na zapytanie\",VLOOKUP(D85,Arkusz!A:K,11,FALSE))),(VLOOKUP(D85,Arkusz!A:K,5,FALSE))),\"Na zapytanie\")","v":"Na zapytanie"},"",{"$f":"IFERROR(IF(VLOOKUP(D85,Arkusz!A:H,5,FALSE)=0,IF(H85=\"Na zapytanie\",\"\",\"EUR\"),\"PLN\"),\"\")","v":""}]
[null,null,"Wielomodowe OM2, OM3, OM4"]
[null,null,null,"F32-1100",{"$f":"IFERROR(VLOOKUP(D87,Arkusz!A:H,3,FALSE),\"Brak towaru\")","v":"Adapter CobiCabling SC/PC simplex wielomodowy OM2"},{"$f":"IFERROR(VLOOKUP(D87,Arkusz!A:H,6,FALSE),\"-\")","v":"Cobi FO osprzęt"},0.0,{"$f":"IFERROR(IF(VLOOKUP(D87,Arkusz!A:K,5,FALSE)=0,(IF(VLOOKUP(D87,Arkusz!A:K,11,FALSE)=0,\"Na zapytanie\",VLOOKUP(D87,Arkusz!A:K,11,FALSE))),(VLOOKUP(D87,Arkusz!A:K,5,FALSE))),\"Na zapytanie\")","v":1.4},{"$f":"IFERROR(IF(H87=\"Na zapytanie\",\"\",H87*(1-G87)),\"\")","v":1.4},{"$f":"IFERROR(IF(VLOOKUP(D87,Arkusz!A:H,5,FALSE)=0,IF(H87=\"Na zapytanie\",\"\",\"EUR\"),\"PLN\"),\"\")","v":"PLN"}]
[null,null,null,"F32-2100",{"$f":"IFERROR(VLOOKUP(D88,Arkusz!A:H,3,FALSE),\"Brak towaru\")","v":"Adapter CobiCabling SC/PC duplex wielomodowy OM2"},{"$f":"IFERROR(VLOOKUP(D88,Arkusz!A:H,6,FALSE),\"-\")","v":"Cobi FO osprzęt"},0.0,{"$f":"IFERROR(IF(VLOOKUP(D88,Arkusz!A:K,5,FALSE)=0,(IF(VLOOKUP(D88,Arkusz!A:K,11,FALSE)=0,\"Na zapytanie\",VLOOKUP(D88,Arkusz!A:K,11,FALSE))),(VLOOKUP(D88,Arkusz!A:K,5,FALSE))),\"Na zapytanie\")","v":3.16},3.16,{"$f":"IFERROR(IF(VLOOKUP(D88,Arkusz!A:H,5,FALSE)=0,IF(H88=\"Na zapytanie\",\"\",\"EUR\"),\"PLN\"),\"\")","v":"PLN"}]
[null,null,null,"F33-1100",{"$f":"IFERROR(VLOOKUP(D89,Arkusz!A:H,3,FALSE),\"Brak towaru\")","v":"Adapter CobiCabling SC/PC simplex wielomodowy OM3"},{"$f":"IFERROR(VLOOKUP(D89,Arkusz!A:H,6,FALSE),\"-\")","v":"Cobi FO osprzęt"},0.0,{"$f":"IFERROR(IF(VLOOKUP(D89,Arkusz!A:K,5,FALSE)=0,(IF(VLOOKUP(D89,Arkusz!A:K,11,FALSE)=0,\"Na zapytanie\",VLOOKUP(D89,Arkusz!A:K,11,FALSE))),(VLOOKUP(D89,Arkusz!A:K,5,FALSE))),\"Na zapytanie\")","v":1.4},1.4,{"$f":"IFERROR(IF(VLOOKUP(D89,Arkusz!A:H,5,FALSE)=0,IF(H89=\"Na zapytanie\",\"\",\"EUR\"),\"PLN\"),\"\")","v":"PLN"}]
[null,null,null,"F33-2100",{"$f":"IFERROR(VLOOKUP(D90,Arkusz!A:H,3,FALSE),\"Brak towaru\")","v":"Adapter CobiCabling SC/PC duplex wielomodowy OM3"},{"$f":"IFERROR(VLOOKUP(D90,Arkusz!A:H,6,FALSE),\"-\")","v":"Cobi FO osprzęt"},0.0,{"$f":"IFERROR(IF(VLOOKUP(D90,Arkusz!A:K,5,FALSE)=0,(IF(VLOOKUP(D90,Arkusz!A:K,11,FALSE)=0,\"Na zapytanie\",VLOOKUP(D90,Arkusz!A:K,11,FALSE))),(VLOOKUP(D90,Arkusz!A:K,5,FALSE))),\"Na zapytanie\")","v":3.16},3.16,{"$f":"IFERROR(IF(VLOOKUP(D90,Arkusz!A:H,5,FALSE)=0,IF(H90=\"Na zapytanie\",\"\",\"EUR\"),\"PLN\"),\"\")","v":"PLN"}]
[null,null,null,"F34-1100",{"$f":"IFERROR(VLOOKUP(D91,Arkusz!A:H,3,FALSE),\"Brak towaru\")","v":"Adapter CobiCabling SC/PC simplex wielomodowy OM4"},{"$f":"IFERROR(VLOOKUP(D91,Arkusz!A:H,6,FALSE),\"-\")","v":"Cobi FO osprzęt"},0.0,{"$f":"IFERROR(IF(VLOOKUP(D91,Arkusz!A:K,5,FALSE)=0,(IF(VLOOKUP(D91,Arkusz!A:K,11,FALSE)=0,\"Na zapytanie\",VLOOKUP(D91,Arkusz!A:K,11,FALSE))),(VLOOKUP(D91,Arkusz!A:K,5,FALSE))),\"Na zapytanie\")","v":1.4},1.4,{"$f":"IFERROR(IF(VLOOKUP(D91,Arkusz!A:H,5,FALSE)=0,IF(H91=\"Na zapytanie\",\"\",\"EUR\"),\"PLN\"),\"\")","v":"PLN"}]
[null,null,null,"F34-2100",{"$f":"IFERROR(VLOOKUP(D92,Arkusz!A:H,3,FALSE),\"Brak towaru\")","v":"Adapter CobiCabling SC/PC duplex wielomodowy OM4"},{"$f":"IFERROR(VLOOKUP(D92,Arkusz!A:H,6,FALSE),\"-\")","v":"Cobi FO osprzęt"},0.0,{"$f":"IFERROR(IF(VLOOKUP(D92,Arkusz!A:K,5,FALSE)=0,(IF(VLOOKUP(D92,Arkusz!A:K,11,FALSE)=0,\"Na zapytanie\",VLOOKUP(D92,Arkusz!A:K,11,FALSE))),(VLOOKUP(D92,Arkusz!A:K,5,FALSE))),\"Na zapytanie\")","v":3.6},3.6,{"$f":"IFERROR(IF(VLOOKUP(D92,Arkusz!A:H,5,FALSE)=0,IF(H92=\"Na zapytanie\",\"\",\"EUR\"),\"PLN\"),\"\")","v":"PLN"}]
[null,null,null,"F32-2300",{"$f":"IFERROR(VLOOKUP(D93,Arkusz!A:H,3,FALSE),\"Brak towaru\")","v":"Adapter CobiCabling LC/PC duplex wielomodowy OM2"},{"$f":"IFERROR(VLOOKUP(D93,Arkusz!A:H,6,FALSE),\"-\")","v":"Cobi FO osprzęt"},0.0,{"$f":"IFERROR(IF(VLOOKUP(D93,Arkusz!A:K,5,FALSE)=0,(IF(VLOOKUP(D93,Arkusz!A:K,11,FALSE)=0,\"Na zapytanie\",VLOOKUP(D93,Arkusz!A:K,11,FALSE))),(VLOOKUP(D93,Arkusz!A:K,5,FALSE))),\"Na zapytanie\")","v":4.8},4.8,{"$f":"IFERROR(IF(VLOOKUP(D93,Arkusz!A:H,5,FALSE)=0,IF(H93=\"Na zapytanie\",\"\",\"EUR\"),\"PLN\"),\"\")","v":"PLN"}]
[null,null,null,"F32-4300",{"$f":"IFERROR(VLOOKUP(D94,Arkusz!A:H,3,FALSE),\"Brak towaru\")","v":"Adapter CobiCabling LC/PC quad wielomodowy OM2"},{"$f":"IFERROR(VLOOKUP(D94,Arkusz!A:H,6,FALSE),\"-\")","v":"Cobi FO osprzęt"},0.0,{"$f":"IFERROR(IF(VLOOKUP(D94,Arkusz!A:K,5,FALSE)=0,(IF(VLOOKUP(D94,Arkusz!A:K,11,FALSE)=0,\"Na zapytanie\",VLOOKUP(D94,Arkusz!A:K,11,FALSE))),(VLOOKUP(D94,Arkusz!A:K,5,FALSE))),\"Na zapytanie\")","v":13.64},13.64,{"$f":"IFERROR(IF(VLOOKUP(D94,Arkusz!A:H,5,FALSE)=0,IF(H94=\"Na zapytanie\",\"\",\"EUR\"),\"PLN\"),\"\")","v":"PLN"}]
[null,null,null,"F33-2300",{"$f":"IFERROR(VLOOKUP(D95,Arkusz!A:H,3,FALSE),\"Brak towaru\")","v":"Adapter CobiCabling LC/PC duplex wielomodowy OM3"},{"$f":"IFERROR(VLOOKUP(D95,Arkusz!A:H,6,FALSE),\"-\")","v":"Cobi FO osprzęt"},0.0,{"$f":"IFERROR(IF(VLOOKUP(D95,Arkusz!A:K,5,FALSE)=0,(IF(VLOOKUP(D95,Arkusz!A:K,11,FALSE)=0,\"Na zapytanie\",VLOOKUP(D95,Arkusz!A:K,11,FALSE))),(VLOOKUP(D95,Arkusz!A:K,5,FALSE))),\"Na zapytanie\")","v":6.52},6.52,{"$f":"IFERROR(IF(VLOOKUP(D95,Arkusz!A:H,5,FALSE)=0,IF(H95=\"Na zapytanie\",\"\",\"EUR\"),\"PLN\"),\"\")","v":"PLN"}]
[null,null,null,"F33-4300",{"$f":"IFERROR(VLOOKUP(D96,Arkusz!A:H,3,FALSE),\"Brak towaru\")","v":"Adapter CobiCabling LC/PC quad wielomodowy OM3"},{"$f":"IFERROR(VLOOKUP(D96,Arkusz!A:H,6,FALSE),\"-\")","v":"Cobi FO osprzęt"},0.0,{"$f":"IFERROR(IF(VLOOKUP(D96,Arkusz!A:K,5,FALSE)=0,(IF(VLOOKUP(D96,Arkusz!A:K,11,FALSE)=0,\"Na zapytanie\",VLOOKUP(D96,Arkusz!A:K,11,FALSE))),(VLOOKUP(D96,Arkusz!A:K,5,FALSE))),\"Na zapytanie\")","v":13.64},13.64,{"$f":"IFERROR(IF(VLOOKUP(D96,Arkusz!A:H,5,FALSE)=0,IF(H96=\"Na zapytanie\",\"\",\"EUR\"),\"PLN\"),\"\")","v":"PLN"}]
[null,null,null,"F34-2300",{"$f":"IFERROR(VLOOKUP(D97,Arkusz!A:H,3,FALSE),\"Brak towaru\")","v":"Adapter CobiCabling LC/PC duplex wielomodowy OM4"},{"$f":"IFERROR(VLOOKUP(D97,Arkusz!A:H,6,FALSE),\"-\")","v":"Cobi FO osprzęt"},0.0,{"$f":"IFERROR(IF(VLOOKUP(D97,Arkusz!A:K,5,FALSE)=0,(IF(VLOOKUP(D97,Arkusz!A:K,11,FALSE)=0,\"Na zapytanie\",VLOOKUP(D97,Arkusz!A:K,11,FALSE))),(VLOOKUP(D97,Arkusz!A:K,5,FALSE))),\"Na zapytanie\")","v":6.52},6.52,{"$f":"IFERROR(IF(VLOOKUP(D97,Arkusz!A:H,5,FALSE)=0,IF(H97=\"Na zapytanie\",\"\",\"EUR\"),\"PLN\"),\"\")","v":"PLN"}]
[null,null,null,"F34-4300",{"$f":"IFERROR(VLOOKUP(D98,Arkusz!A:H,3,FALSE),\"Brak towaru\")","v":"Adapter CobiCabling LC/PC quad wielomodowy OM4"},{"$f":"IFERROR(VLOOKUP(D98,Arkusz!A:H,6,FALSE),\"-\")","v":"Cobi FO osprzęt"},0.0,{"$f":"IFERROR(IF(VLOOKUP(D98,Arkusz!A:K,5,FALSE)=0,(IF(VLOOKUP(D98,Arkusz!A:K,11,FALSE)=0,\"Na zapytanie\",VLOOKUP(D98,Arkusz!A:K,11,FALSE))),(VLOOKUP(D98,Arkusz!A:K,5,FALSE))),\"Na zapytanie\")","v":13.64},13.64,{"$f":"IFERROR(IF(VLOOKUP(D98,Arkusz!A:H,5,FALSE)=0,IF(H98=\"Na zapytanie\",\"\",\"EUR\"),\"PLN\"),\"\")","v":"PLN"}]
[null,"Pigtaile SC / LC"]
[null,null,"Jednomodowe OS2"]
[null,null,null,"F11-0100-1",{"$f":"IFERROR(VLOOKUP(D101,Arkusz!A:H,3,FALSE),\"Brak towaru\")","v":"Pigtail CobiCabling SC/PC jednomodowy OS2 LSOH easy strip 1m"},{"$f":"IFERROR(VLOOKUP(D101,Arkusz!A:H,6,FALSE),\"-\")","v":"Cobi FO pigtaile i patchcordy"},0.0,{"$f":"IFERROR(IF(VLOOKUP(D101,Arkusz!A:K,5,FALSE)=0,(IF(VLOOKUP(D101,Arkusz!A:K,11,FALSE)=0,\"Na zapytanie\",VLOOKUP(D101,Arkusz!A:K,11,FALSE))),(VLOOKUP(D101,Arkusz!A:K,5,FALSE))),\"Na zapytanie\")","v":5.76},{"$f":"IFERROR(IF(H101=\"Na zapytanie\",\"\",H101*(1-G101)),\"\")","v":5.76},{"$f":"IFERROR(IF(VLOOKUP(D101,Arkusz!A:H,5,FALSE)=0,IF(H101=\"Na zapytanie\",\"\",\"EUR\"),\"PLN\"),\"\")","v":"PLN"}]
[null,null,null,"F11-0200-1",{"$f":"IFERROR(VLOOKUP(D102,Arkusz!A:H,3,FALSE),\"Brak towaru\")","v":"Pigtail CobiCabling SC/APC jednomodowy OS2 LSOH easy strip 1m"},{"$f":"IFERROR(VLOOKUP(D102,Arkusz!A:H,6,FALSE),\"-\")","v":"Cobi FO pigtaile i patchcordy"},0.0,{"$f":"IFERROR(IF(VLOOKUP(D102,Arkusz!A:K,5,FALSE)=0,(IF(VLOOKUP(D102,Arkusz!A:K,11,FALSE)=0,\"Na zapytanie\",VLOOKUP(D102,Arkusz!A:K,11,FALSE))),(VLOOKUP(D102,Arkusz!A:K,5,FALSE))),\"Na zapytanie\")","v":6.88},6.88,{"$f":"IFERROR(IF(VLOOKUP(D102,Arkusz!A:H,5,FALSE)=0,IF(H102=\"Na zapytanie\",\"\",\"EUR\"),\"PLN\"),\"\")","v":"PLN"}]
[null,null,null,"F11-0100-2",{"$f":"IFERROR(VLOOKUP(D103,Arkusz!A:H,3,FALSE),\"Brak towaru\")","v":"Pigtail CobiCabling SC/PC jednomodowy OS2 LSOH easy strip 2m"},{"$f":"IFERROR(VLOOKUP(D103,Arkusz!A:H,6,FALSE),\"-\")","v":"Cobi FO pigtaile i patchcordy"},0.0,{"$f":"IFERROR(IF(VLOOKUP(D103,Arkusz!A:K,5,FALSE)=0,(IF(VLOOKUP(D103,Arkusz!A:K,11,FALSE)=0,\"Na zapytanie\",VLOOKUP(D103,Arkusz!A:K,11,FALSE))),(VLOOKUP(D103,Arkusz!A:K,5,FALSE))),\"Na zapytanie\")","v":9.52},9.52,{"$f":"IFERROR(IF(VLOOKUP(D103,Arkusz!A:H,5,FALSE)=0,IF(H103=\"Na zapytanie\",\"\",\"EUR\"),\"PLN\"),\"\")","v":"PLN"}]
[null,null,null,"F11-0200-2",{"$f":"IFERROR(VLOOKUP(D104,Arkusz!A:H,3,FALSE),\"Brak towaru\")","v":"Pigtail CobiCabling SC/APC jednomodowy OS2 LSOH easy strip 2m"},{"$f":"IFERROR(VLOOKUP(D104,Arkusz!A:H,6,FALSE),\"-\")","v":"Cobi FO pigtaile i patchcordy"},0.0,{"$f":"IFERROR(IF(VLOOKUP(D104,Arkusz!A:K,5,FALSE)=0,(IF(VLOOKUP(D104,Arkusz!A:K,11,FALSE)=0,\"Na zapytanie\",VLOOKUP(D104,Arkusz!A:K,11,FALSE))),(VLOOKUP(D104,Arkusz!A:K,5,FALSE))),\"Na zapytanie\")","v":16},16,{"$f":"IFERROR(IF(VLOOKUP(D104,Arkusz!A:H,5,FALSE)=0,IF(H104=\"Na zapytanie\",\"\",\"EUR\"),\"PLN\"),\"\")","v":"PLN"}]
[null,null,null,"F11-0300-1",{"$f":"IFERROR(VLOOKUP(D105,Arkusz!A:H,3,FALSE),\"Brak towaru\")","v":"Pigtail CobiCabling LC/PC jednomodowy OS2 LSOH easy strip 1m"},{"$f":"IFERROR(VLOOKUP(D105,Arkusz!A:H,6,FALSE),\"-\")","v":"Cobi FO pigtaile i patchcordy"},0.0,{"$f":"IFERROR(IF(VLOOKUP(D105,Arkusz!A:K,5,FALSE)=0,(IF(VLOOKUP(D105,Arkusz!A:K,11,FALSE)=0,\"Na zapytanie\",VLOOKUP(D105,Arkusz!A:K,11,FALSE))),(VLOOKUP(D105,Arkusz!A:K,5,FALSE))),\"Na zapytanie\")","v":6.88},6.88,{"$f":"IFERROR(IF(VLOOKUP(D105,Arkusz!A:H,5,FALSE)=0,IF(H105=\"Na zapytanie\",\"\",\"EUR\"),\"PLN\"),\"\")","v":"PLN"}]
[null,null,null,"F11-0300-2",{"$f":"IFERROR(VLOOKUP(D106,Arkusz!A:H,3,FALSE),\"Brak towaru\")","v":"Pigtail CobiCabling LC/PC jednomodowy OS2 LSOH easy strip 2m"},{"$f":"IFERROR(VLOOKUP(D106,Arkusz!A:H,6,FALSE),\"-\")","v":"Cobi FO pigtaile i patchcordy"},0.0,{"$f":"IFERROR(IF(VLOOKUP(D106,Arkusz!A:K,5,FALSE)=0,(IF(VLOOKUP(D106,Arkusz!A:K,11,FALSE)=0,\"Na zapytanie\",VLOOKUP(D106,Arkusz!A:K,11,FALSE))),(VLOOKUP(D106,Arkusz!A:K,5,FALSE))),\"Na zapytanie\")","v":7.71},7.71,{"$f":"IFERROR(IF(VLOOKUP(D106,Arkusz!A:H,5,FALSE)=0,IF(H106=\"Na zapytanie\",\"\",\"EUR\"),\"PLN\"),\"\")","v":"PLN"}]
[null,null,null,"F11-0400-2",{"$f":"IFERROR(VLOOKUP(D107,Arkusz!A:H,3,FALSE),\"Brak towaru\")","v":"Pigtail CobiCabling LC/APC jednomodowy OS2 LSOH easy strip 2m"},{"$f":"IFERROR(VLOOKUP(D107,Arkusz!A:H,6,FALSE),\"-\")","v":"Cobi FO pigtaile i patchcordy"},0.0,{"$f":"IFERROR(IF(VLOOKUP(D107,Arkusz!A:K,5,FALSE)=0,(IF(VLOOKUP(D107,Arkusz!A:K,11,FALSE)=0,\"Na zapytanie\",VLOOKUP(D107,Arkusz!A:K,11,FALSE))),(VLOOKUP(D107,Arkusz!A:K,5,FALSE))),\"Na zapytanie\")","v":11.12},11.12,{"$f":"IFERROR(IF(VLOOKUP(D107,Arkusz!A:H,5,FALSE)=0,IF(H107=\"Na zapytanie\",\"\",\"EUR\"),\"PLN\"),\"\")","v":"PLN"}]
[null,null,"Wielomodowe OM2, OM3, OM4"]
[null,null,null,"F12-0100-1",{"$f":"IFERROR(VLOOKUP(D109,Arkusz!A:H,3,FALSE),\"Brak towaru\")","v":"Pigtail CobiCabling SC/PC wielomodowy OM2 LSOH easy strip 1m"},{"$f":"IFERROR(VLOOKUP(D109,Arkusz!A:H,6,FALSE),\"-\")","v":"Cobi FO pigtaile i patchcordy"},0.0,{"$f":"IFERROR(IF(VLOOKUP(D109,Arkusz!A:K,5,FALSE)=0,(IF(VLOOKUP(D109,Arkusz!A:K,11,FALSE)=0,\"Na zapytanie\",VLOOKUP(D109,Arkusz!A:K,11,FALSE))),(VLOOKUP(D109,Arkusz!A:K,5,FALSE))),\"Na zapytanie\")","v":5.76},{"$f":"IFERROR(IF(H109=\"Na zapytanie\",\"\",H109*(1-G109)),\"\")","v":5.76},{"$f":"IFERROR(IF(VLOOKUP(D109,Arkusz!A:H,5,FALSE)=0,IF(H109=\"Na zapytanie\",\"\",\"EUR\"),\"PLN\"),\"\")","v":"PLN"}]
[null,null,null,"F13-0100-1",{"$f":"IFERROR(VLOOKUP(D110,Arkusz!A:H,3,FALSE),\"Brak towaru\")","v":"Pigtail CobiCabling SC/PC wielomodowy OM3 LSOH easy strip 1m"},{"$f":"IFERROR(VLOOKUP(D110,Arkusz!A:H,6,FALSE),\"-\")","v":"Cobi FO pigtaile i patchcordy"},0.0,{"$f":"IFERROR(IF(VLOOKUP(D110,Arkusz!A:K,5,FALSE)=0,(IF(VLOOKUP(D110,Arkusz!A:K,11,FALSE)=0,\"Na zapytanie\",VLOOKUP(D110,Arkusz!A:K,11,FALSE))),(VLOOKUP(D110,Arkusz!A:K,5,FALSE))),\"Na zapytanie\")","v":6.4},6.4,{"$f":"IFERROR(IF(VLOOKUP(D110,Arkusz!A:H,5,FALSE)=0,IF(H110=\"Na zapytanie\",\"\",\"EUR\"),\"PLN\"),\"\")","v":"PLN"}]
[null,null,null,"F13-0100-2",{"$f":"IFERROR(VLOOKUP(D111,Arkusz!A:H,3,FALSE),\"Brak towaru\")","v":"Pigtail CobiCabling SC/PC wielomodowy OM3 LSOH easy strip 2m"},{"$f":"IFERROR(VLOOKUP(D111,Arkusz!A:H,6,FALSE),\"-\")","v":"Cobi FO pigtaile i patchcordy"},0.0,{"$f":"IFERROR(IF(VLOOKUP(D111,Arkusz!A:K,5,FALSE)=0,(IF(VLOOKUP(D111,Arkusz!A:K,11,FALSE)=0,\"Na zapytanie\",VLOOKUP(D111,Arkusz!A:K,11,FALSE))),(VLOOKUP(D111,Arkusz!A:K,5,FALSE))),\"Na zapytanie\")","v":11.28},11.28,{"$f":"IFERROR(IF(VLOOKUP(D111,Arkusz!A:H,5,FALSE)=0,IF(H111=\"Na zapytanie\",\"\",\"EUR\"),\"PLN\"),\"\")","v":"PLN"}]
[null,null,null,"F14-0100-1",{"$f":"IFERROR(VLOOKUP(D112,Arkusz!A:H,3,FALSE),\"Brak towaru\")","v":"Pigtail CobiCabling SC/PC wielomodowy OM4 LSOH easy strip 1m"},{"$f":"IFERROR(VLOOKUP(D112,Arkusz!A:H,6,FALSE),\"-\")","v":"Cobi FO pigtaile i patchcordy"},0.0,{"$f":"IFERROR(IF(VLOOKUP(D112,Arkusz!A:K,5,FALSE)=0,(IF(VLOOKUP(D112,Arkusz!A:K,11,FALSE)=0,\"Na zapytanie\",VLOOKUP(D112,Arkusz!A:K,11,FALSE))),(VLOOKUP(D112,Arkusz!A:K,5,FALSE))),\"Na zapytanie\")","v":6.84},6.84,{"$f":"IFERROR(IF(VLOOKUP(D112,Arkusz!A:H,5,FALSE)=0,IF(H112=\"Na zapytanie\",\"\",\"EUR\"),\"PLN\"),\"\")","v":"PLN"}]
[null,null,null,"F14-0100-2",{"$f":"IFERROR(VLOOKUP(D113,Arkusz!A:H,3,FALSE),\"Brak towaru\")","v":"Pigtail CobiCabling SC/PC wielomodowy OM4 LSOH easy strip 2m"},{"$f":"IFERROR(VLOOKUP(D113,Arkusz!A:H,6,FALSE),\"-\")","v":"Cobi FO pigtaile i patchcordy"},0.0,{"$f":"IFERROR(IF(VLOOKUP(D113,Arkusz!A:K,5,FALSE)=0,(IF(VLOOKUP(D113,Arkusz!A:K,11,FALSE)=0,\"Na zapytanie\",VLOOKUP(D113,Arkusz!A:K,11,FALSE))),(VLOOKUP(D113,Arkusz!A:K,5,FALSE))),\"Na zapytanie\")","v":11.6},11.6,{"$f":"IFERROR(IF(VLOOKUP(D113,Arkusz!A:H,5,FALSE)=0,IF(H113=\"Na zapytanie\",\"\",\"EUR\"),\"PLN\"),\"\")","v":"PLN"}]
[null,null,null,"F12-0300-1",{"$f":"IFERROR(VLOOKUP(D114,Arkusz!A:H,3,FALSE),\"Brak towaru\")","v":"Pigtail CobiCabling LC/PC wielomodowy OM2 LSOH easy strip 1m"},{"$f":"IFERROR(VLOOKUP(D114,Arkusz!A:H,6,FALSE),\"-\")","v":"Cobi FO pigtaile i patchcordy"},0.0,{"$f":"IFERROR(IF(VLOOKUP(D114,Arkusz!A:K,5,FALSE)=0,(IF(VLOOKUP(D114,Arkusz!A:K,11,FALSE)=0,\"Na zapytanie\",VLOOKUP(D114,Arkusz!A:K,11,FALSE))),(VLOOKUP(D114,Arkusz!A:K,5,FALSE))),\"Na zapytanie\")","v":5.76},5.76,{"$f":"IFERROR(IF(VLOOKUP(D114,Arkusz!A:H,5,FALSE)=0,IF(H114=\"Na zapytanie\",\"\",\"EUR\"),\"PLN\"),\"\")","v":"PLN"}]
[null,null,null,"F13-0300-1",{"$f":"IFERROR(VLOOKUP(D115,Arkusz!A:H,3,FALSE),\"Brak towaru\")","v":"Pigtail CobiCabling LC/PC wielomodowy OM3 LSOH easy strip 1m"},{"$f":"IFERROR(VLOOKUP(D115,Arkusz!A:H,6,FALSE),\"-\")","v":"Cobi FO pigtaile i patchcordy"},0.0,{"$f":"IFERROR(IF(VLOOKUP(D115,Arkusz!A:K,5,FALSE)=0,(IF(VLOOKUP(D115,Arkusz!A:K,11,FALSE)=0,\"Na zapytanie\",VLOOKUP(D115,Arkusz!A:K,11,FALSE))),(VLOOKUP(D115,Arkusz!A:K,5,FALSE))),\"Na zapytanie\")","v":8.04},8.04,{"$f":"IFERROR(IF(VLOOKUP(D115,Arkusz!A:H,5,FALSE)=0,IF(H115=\"Na zapytanie\",\"\",\"EUR\"),\"PLN\"),\"\")","v":"PLN"}]
[null,null,null,"F13-0300-2",{"$f":"IFERROR(VLOOKUP(D116,Arkusz!A:H,3,FALSE),\"Brak towaru\")","v":"Pigtail CobiCabling LC/PC wielomodowy OM3 LSOH easy strip 2m"},{"$f":"IFERROR(VLOOKUP(D116,Arkusz!A:H,6,FALSE),\"-\")","v":"Cobi FO pigtaile i patchcordy"},0.0,{"$f":"IFERROR(IF(VLOOKUP(D116,Arkusz!A:K,5,FALSE)=0,(IF(VLOOKUP(D116,Arkusz!A:K,11,FALSE)=0,\"Na zapytanie\",VLOOKUP(D116,Arkusz!A:K,11,FALSE))),(VLOOKUP(D116,Arkusz!A:K,5,FALSE))),\"Na zapytanie\")","v":14},14,{"$f":"IFERROR(IF(VLOOKUP(D116,Arkusz!A:H,5,FALSE)=0,IF(H116=\"Na zapytanie\",\"\",\"EUR\"),\"PLN\"),\"\")","v":"PLN"}]
[null,null,null,"F14-0300-1",{"$f":"IFERROR(VLOOKUP(D117,Arkusz!A:H,3,FALSE),\"Brak towaru\")","v":"Pigtail CobiCabling LC/PC wielomodowy OM4 LSOH easy strip 1m"},{"$f":"IFERROR(VLOOKUP(D117,Arkusz!A:H,6,FALSE),\"-\")","v":"Cobi FO pigtaile i patchcordy"},0.0,{"$f":"IFERROR(IF(VLOOKUP(D117,Arkusz!A:K,5,FALSE)=0,(IF(VLOOKUP(D117,Arkusz!A:K,11,FALSE)=0,\"Na zapytanie\",VLOOKUP(D117,Arkusz!A:K,11,FALSE))),(VLOOKUP(D117,Arkusz!A:K,5,FALSE))),\"Na zapytanie\")","v":8.64},8.64,{"$f":"IFERROR(IF(VLOOKUP(D117,Arkusz!A:H,5,FALSE)=0,IF(H117=\"Na zapytanie\",\"\",\"EUR\"),\"PLN\"),\"\")","v":"PLN"}]
[null,null,null,"F14-0300-2",{"$f":"IFERROR(VLOOKUP(D118,Arkusz!A:H,3,FALSE),\"Brak towaru\")","v":"Pigtail CobiCabling LC/PC wielomodowy OM4 LSOH easy strip 2m"},{"$f":"IFERROR(VLOOKUP(D118,Arkusz!A:H,6,FALSE),\"-\")","v":"Cobi FO pigtaile i patchcordy"},0.0,{"$f":"IFERROR(IF(VLOOKUP(D118,Arkusz!A:K,5,FALSE)=0,(IF(VLOOKUP(D118,Arkusz!A:K,11,FALSE)=0,\"Na zapytanie\",VLOOKUP(D118,Arkusz!A:K,11,FALSE))),(VLOOKUP(D118,Arkusz!A:K,5,FALSE))),\"Na zapytanie\")","v":11.6},11.6,{"$f":"IFERROR(IF(VLOOKUP(D118,Arkusz!A:H,5,FALSE)=0,IF(H118=\"Na zapytanie\",\"\",\"EUR\"),\"PLN\"),\"\")","v":"PLN"}]
[null,"Osłonki spawów"]
[null,null,null,"F61-0007",{"$f":"IFERROR(VLOOKUP(D120,Arkusz!A:H,3,FALSE),\"Brak towaru\")","v":"Osłona termiczna spawu CobiCabling 45mm"},{"$f":"IFERROR(VLOOKUP(D120,Arkusz!A:H,6,FALSE),\"-\")","v":"Cobi FO osprzęt"},0.0,{"$f":"IFERROR(IF(VLOOKUP(D120,Arkusz!A:K,5,FALSE)=0,(IF(VLOOKUP(D120,Arkusz!A:K,11,FALSE)=0,\"Na zapytanie\",VLOOKUP(D120,Arkusz!A:K,11,FALSE))),(VLOOKUP(D120,Arkusz!A:K,5,FALSE))),\"Na zapytanie\")","v":0.64},{"$f":"IFERROR(IF(H120=\"Na zapytanie\",\"\",H120*(1-G120)),\"\")","v":0.64},{"$f":"IFERROR(IF(VLOOKUP(D120,Arkusz!A:H,5,FALSE)=0,IF(H120=\"Na zapytanie\",\"\",\"EUR\"),\"PLN\"),\"\")","v":"PLN"}]
[null,null,null,"F61-0008",{"$f":"IFERROR(VLOOKUP(D121,Arkusz!A:H,3,FALSE),\"Brak towaru\")","v":"Osłona termiczna spawu CobiCabling 60mm"},{"$f":"IFERROR(VLOOKUP(D121,Arkusz!A:H,6,FALSE),\"-\")","v":"Cobi FO osprzęt"},0.0,{"$f":"IFERROR(IF(VLOOKUP(D121,Arkusz!A:K,5,FALSE)=0,(IF(VLOOKUP(D121,Arkusz!A:K,11,FALSE)=0,\"Na zapytanie\",VLOOKUP(D121,Arkusz!A:K,11,FALSE))),(VLOOKUP(D121,Arkusz!A:K,5,FALSE))),\"Na zapytanie\")","v":0.62},0.62,{"$f":"IFERROR(IF(VLOOKUP(D121,Arkusz!A:H,5,FALSE)=0,IF(H121=\"Na zapytanie\",\"\",\"EUR\"),\"PLN\"),\"\")","v":"PLN"}]
[null,"Kable krosowe światłowodowe SC / LC (standardowe długości to 1m i 3m)"]
[null,null,"Jednomodowe OS2 Duplex"]
[null,null,null,"F21-2110-1",{"$f":"IFERROR(VLOOKUP(D124,Arkusz!A:H,3,FALSE),\"Brak towaru\")","v":"Patchcord CobiCabling SC/PC-SC/PC jednomodowy OS2 duplex LSOH 1m"},{"$f":"IFERROR(VLOOKUP(D124,Arkusz!A:H,6,FALSE),\"-\")","v":"Cobi FO pigtaile i patchcordy"},0.0,{"$f":"IFERROR(IF(VLOOKUP(D124,Arkusz!A:K,5,FALSE)=0,(IF(VLOOKUP(D124,Arkusz!A:K,11,FALSE)=0,\"Na zapytanie\",VLOOKUP(D124,Arkusz!A:K,11,FALSE))),(VLOOKUP(D124,Arkusz!A:K,5,FALSE))),\"Na zapytanie\")","v":39},{"$f":"IFERROR(IF(H124=\"Na zapytanie\",\"\",H124*(1-G124)),\"\")","v":39},{"$f":"IFERROR(IF(VLOOKUP(D124,Arkusz!A:H,5,FALSE)=0,IF(H124=\"Na zapytanie\",\"\",\"EUR\"),\"PLN\"),\"\")","v":"PLN"}]
[null,null,null,"F21-2110-3",{"$f":"IFERROR(VLOOKUP(D125,Arkusz!A:H,3,FALSE),\"Brak towaru\")","v":"Patchcord CobiCabling SC/PC-SC/PC jednomodowy OS2 duplex LSOH 3m"},{"$f":"IFERROR(VLOOKUP(D125,Arkusz!A:H,6,FALSE),\"-\")","v":"Cobi FO pigtaile i patchcordy"},0.0,{"$f":"IFERROR(IF(VLOOKUP(D125,Arkusz!A:K,5,FALSE)=0,(IF(VLOOKUP(D125,Arkusz!A:K,11,FALSE)=0,\"Na zapytanie\",VLOOKUP(D125,Arkusz!A:K,11,FALSE))),(VLOOKUP(D125,Arkusz!A:K,5,FALSE))),\"Na zapytanie\")","v":33.32},33.32,{"$f":"IFERROR(IF(VLOOKUP(D125,Arkusz!A:H,5,FALSE)=0,IF(H125=\"Na zapytanie\",\"\",\"EUR\"),\"PLN\"),\"\")","v":"PLN"}]
[null,null,null,"F21-2220-1",{"$f":"IFERROR(VLOOKUP(D126,Arkusz!A:H,3,FALSE),\"Brak towaru\")","v":"Patchcord CobiCabling SC/APC-SC/APC jednomodowy OS2 duplex LSOH 1m"},{"$f":"IFERROR(VLOOKUP(D126,Arkusz!A:H,6,FALSE),\"-\")","v":"Cobi FO pigtaile i patchcordy"},0.0,{"$f":"IFERROR(IF(VLOOKUP(D126,Arkusz!A:K,5,FALSE)=0,(IF(VLOOKUP(D126,Arkusz!A:K,11,FALSE)=0,\"Na zapytanie\",VLOOKUP(D126,Arkusz!A:K,11,FALSE))),(VLOOKUP(D126,Arkusz!A:K,5,FALSE))),\"Na zapytanie\")","v":27.32},27.32,{"$f":"IFERROR(IF(VLOOKUP(D126,Arkusz!A:H,5,FALSE)=0,IF(H126=\"Na zapytanie\",\"\",\"EUR\"),\"PLN\"),\"\")","v":"PLN"}]
[null,null,null,"F21-2220-3",{"$f":"IFERROR(VLOOKUP(D127,Arkusz!A:H,3,FALSE),\"Brak towaru\")","v":"Patchcord CobiCabling SC/APC-SC/APC jednomodowy OS2 duplex LSOH 3m"},{"$f":"IFERROR(VLOOKUP(D127,Arkusz!A:H,6,FALSE),\"-\")","v":"Cobi FO pigtaile i patchcordy"},0.0,{"$f":"IFERROR(IF(VLOOKUP(D127,Arkusz!A:K,5,FALSE)=0,(IF(VLOOKUP(D127,Arkusz!A:K,11,FALSE)=0,\"Na zapytanie\",VLOOKUP(D127,Arkusz!A:K,11,FALSE))),(VLOOKUP(D127,Arkusz!A:K,5,FALSE))),\"Na zapytanie\")","v":39.6},39.6,{"$f":"IFERROR(IF(VLOOKUP(D127,Arkusz!A:H,5,FALSE)=0,IF(H127=\"Na zapytanie\",\"\",\"EUR\"),\"PLN\"),\"\")","v":"PLN"}]
[null,null,null,"F21-2120-1",{"$f":"IFERROR(VLOOKUP(D128,Arkusz!A:H,3,FALSE),\"Brak towaru\")","v":"Patchcord CobiCabling SC/UPC-SC/APC jednomodowy OS2 duplex LSOH 1m"},{"$f":"IFERROR(VLOOKUP(D128,Arkusz!A:H,6,FALSE),\"-\")","v":"Cobi FO pigtaile i patchcordy"},0.0,{"$f":"IFERROR(IF(VLOOKUP(D128,Arkusz!A:K,5,FALSE)=0,(IF(VLOOKUP(D128,Arkusz!A:K,11,FALSE)=0,\"Na zapytanie\",VLOOKUP(D128,Arkusz!A:K,11,FALSE))),(VLOOKUP(D128,Arkusz!A:K,5,FALSE))),\"Na zapytanie\")","v":27.32},27.32,{"$f":"IFERROR(IF(VLOOKUP(D128,Arkusz!A:H,5,FALSE)=0,IF(H128=\"Na zapytanie\",\"\",\"EUR\"),\"PLN\"),\"\")","v":"PLN"}]
[null,null,null,"F21-2120-3",{"$f":"IFERROR(VLOOKUP(D129,Arkusz!A:H,3,FALSE),\"Brak towaru\")","v":"Patchcord CobiCabling SC/UPC-SC/APC jednomodowy OS2 duplex LSOH 3m"},{"$f":"IFERROR(VLOOKUP(D129,Arkusz!A:H,6,FALSE),\"-\")","v":"Cobi FO pigtaile i patchcordy"},0.0,{"$f":"IFERROR(IF(VLOOKUP(D129,Arkusz!A:K,5,FALSE)=0,(IF(VLOOKUP(D129,Arkusz!A:K,11,FALSE)=0,\"Na zapytanie\",VLOOKUP(D129,Arkusz!A:K,11,FALSE))),(VLOOKUP(D129,Arkusz!A:K,5,FALSE))),\"Na zapytanie\")","v":29.84},29.84,{"$f":"IFERROR(IF(VLOOKUP(D129,Arkusz!A:H,5,FALSE)=0,IF(H129=\"Na zapytanie\",\"\",\"EUR\"),\"PLN\"),\"\")","v":"PLN"}]
[null,null,null,"F21-2230-1",{"$f":"IFERROR(VLOOKUP(D130,Arkusz!A:H,3,FALSE),\"Brak towaru\")","v":"Patchcord CobiCabling SC/APC-LC /PC jednomodowy OS2 duplex LSOH 1m"},{"$f":"IFERROR(VLOOKUP(D130,Arkusz!A:H,6,FALSE),\"-\")","v":"Cobi FO pigtaile i patchcordy"},0.0,{"$f":"IFERROR(IF(VLOOKUP(D130,Arkusz!A:K,5,FALSE)=0,(IF(VLOOKUP(D130,Arkusz!A:K,11,FALSE)=0,\"Na zapytanie\",VLOOKUP(D130,Arkusz!A:K,11,FALSE))),(VLOOKUP(D130,Arkusz!A:K,5,FALSE))),\"Na zapytanie\")","v":27.32},27.32,{"$f":"IFERROR(IF(VLOOKUP(D130,Arkusz!A:H,5,FALSE)=0,IF(H130=\"Na zapytanie\",\"\",\"EUR\"),\"PLN\"),\"\")","v":"PLN"}]
[null,null,null,"F21-2230-3",{"$f":"IFERROR(VLOOKUP(D131,Arkusz!A:H,3,FALSE),\"Brak towaru\")","v":"Patchcord CobiCabling SC/APC-LC/UPC jednomodowy OS2 duplex LSOH 3m"},{"$f":"IFERROR(VLOOKUP(D131,Arkusz!A:H,6,FALSE),\"-\")","v":"Cobi FO pigtaile i patchcordy"},0.0,{"$f":"IFERROR(IF(VLOOKUP(D131,Arkusz!A:K,5,FALSE)=0,(IF(VLOOKUP(D131,Arkusz!A:K,11,FALSE)=0,\"Na zapytanie\",VLOOKUP(D131,Arkusz!A:K,11,FALSE))),(VLOOKUP(D131,Arkusz!A:K,5,FALSE))),\"Na zapytanie\")","v":29.84},29.84,{"$f":"IFERROR(IF(VLOOKUP(D131,Arkusz!A:H,5,FALSE)=0,IF(H131=\"Na zapytanie\",\"\",\"EUR\"),\"PLN\"),\"\")","v":"PLN"}]
[null,null,null,"F21-2130-1",{"$f":"IFERROR(VLOOKUP(D132,Arkusz!A:H,3,FALSE),\"Brak towaru\")","v":"Patchcord CobiCabling SC/PC-LC/PC jednomodowy OS2 duplex LSOH 1m"},{"$f":"IFERROR(VLOOKUP(D132,Arkusz!A:H,6,FALSE),\"-\")","v":"Cobi FO pigtaile i patchcordy"},0.0,{"$f":"IFERROR(IF(VLOOKUP(D132,Arkusz!A:K,5,FALSE)=0,(IF(VLOOKUP(D132,Arkusz!A:K,11,FALSE)=0,\"Na zapytanie\",VLOOKUP(D132,Arkusz!A:K,11,FALSE))),(VLOOKUP(D132,Arkusz!A:K,5,FALSE))),\"Na zapytanie\")","v":39},39,{"$f":"IFERROR(IF(VLOOKUP(D132,Arkusz!A:H,5,FALSE)=0,IF(H132=\"Na zapytanie\",\"\",\"EUR\"),\"PLN\"),\"\")","v":"PLN"}]
[null,null,null,"F21-2130-3",{"$f":"IFERROR(VLOOKUP(D133,Arkusz!A:H,3,FALSE),\"Brak towaru\")","v":"Patchcord CobiCabling SC/PC-LC/PC jednomodowy OS2 duplex LSOH 3m"},{"$f":"IFERROR(VLOOKUP(D133,Arkusz!A:H,6,FALSE),\"-\")","v":"Cobi FO pigtaile i patchcordy"},0.0,{"$f":"IFERROR(IF(VLOOKUP(D133,Arkusz!A:K,5,FALSE)=0,(IF(VLOOKUP(D133,Arkusz!A:K,11,FALSE)=0,\"Na zapytanie\",VLOOKUP(D133,Arkusz!A:K,11,FALSE))),(VLOOKUP(D133,Arkusz!A:K,5,FALSE))),\"Na zapytanie\")","v":42.2},42.2,{"$f":"IFERROR(IF(VLOOKUP(D133,Arkusz!A:H,5,FALSE)=0,IF(H133=\"Na zapytanie\",\"\",\"EUR\"),\"PLN\"),\"\")","v":"PLN"}]
[null,null,null,"F21-2330-1",{"$f":"IFERROR(VLOOKUP(D134,Arkusz!A:H,3,FALSE),\"Brak towaru\")","v":"Patchcord CobiCabling LC/PC-LC/PC jednomodowy OS2 duplex LSOH 1m"},{"$f":"IFERROR(VLOOKUP(D134,Arkusz!A:H,6,FALSE),\"-\")","v":"Cobi FO pigtaile i patchcordy"},0.0,{"$f":"IFERROR(IF(VLOOKUP(D134,Arkusz!A:K,5,FALSE)=0,(IF(VLOOKUP(D134,Arkusz!A:K,11,FALSE)=0,\"Na zapytanie\",VLOOKUP(D134,Arkusz!A:K,11,FALSE))),(VLOOKUP(D134,Arkusz!A:K,5,FALSE))),\"Na zapytanie\")","v":39},39,{"$f":"IFERROR(IF(VLOOKUP(D134,Arkusz!A:H,5,FALSE)=0,IF(H134=\"Na zapytanie\",\"\",\"EUR\"),\"PLN\"),\"\")","v":"PLN"}]
[null,null,null,"F21-2330-3",{"$f":"IFERROR(VLOOKUP(D135,Arkusz!A:H,3,FALSE),\"Brak towaru\")","v":"Patchcord CobiCabling LC/PC-LC/PC jednomodowy OS2 duplex LSOH 3m"},{"$f":"IFERROR(VLOOKUP(D135,Arkusz!A:H,6,FALSE),\"-\")","v":"Cobi FO pigtaile i patchcordy"},0.0,{"$f":"IFERROR(IF(VLOOKUP(D135,Arkusz!A:K,5,FALSE)=0,(IF(VLOOKUP(D135,Arkusz!A:K,11,FALSE)=0,\"Na zapytanie\",VLOOKUP(D135,Arkusz!A:K,11,FALSE))),(VLOOKUP(D135,Arkusz!A:K,5,FALSE))),\"Na zapytanie\")","v":42.2},42.2,{"$f":"IFERROR(IF(VLOOKUP(D135,Arkusz!A:H,5,FALSE)=0,IF(H135=\"Na zapytanie\",\"\",\"EUR\"),\"PLN\"),\"\")","v":"PLN"}]
[null,null,null,"F21-2440-2",{"$f":"IFERROR(VLOOKUP(D136,Arkusz!A:H,3,FALSE),\"Brak towaru\")","v":"Patchcord CobiCabling LC/APC-LC/APC jednomodowy OS2 duplex LSOH 2m"},{"$f":"IFERROR(VLOOKUP(D136,Arkusz!A:H,6,FALSE),\"-\")","v":"Cobi FO pigtaile i patchcordy"},0.0,{"$f":"IFERROR(IF(VLOOKUP(D136,Arkusz!A:K,5,FALSE)=0,(IF(VLOOKUP(D136,Arkusz!A:K,11,FALSE)=0,\"Na zapytanie\",VLOOKUP(D136,Arkusz!A:K,11,FALSE))),(VLOOKUP(D136,Arkusz!A:K,5,FALSE))),\"Na zapytanie\")","v":43.64},43.64,{"$f":"IFERROR(IF(VLOOKUP(D136,Arkusz!A:H,5,FALSE)=0,IF(H136=\"Na zapytanie\",\"\",\"EUR\"),\"PLN\"),\"\")","v":"PLN"}]
[null,null,"Wielomodowe OM2, OM3, OM4 Duplex"]
[null,null,null,"F22-2110-1",{"$f":"IFERROR(VLOOKUP(D138,Arkusz!A:H,3,FALSE),\"Brak towaru\")","v":"Patchcord CobiCabling SC/PC-SC/PC wielomodowy OM2 duplex LSOH 1m"},{"$f":"IFERROR(VLOOKUP(D138,Arkusz!A:H,6,FALSE),\"-\")","v":"Cobi FO pigtaile i patchcordy"},0.0,{"$f":"IFERROR(IF(VLOOKUP(D138,Arkusz!A:K,5,FALSE)=0,(IF(VLOOKUP(D138,Arkusz!A:K,11,FALSE)=0,\"Na zapytanie\",VLOOKUP(D138,Arkusz!A:K,11,FALSE))),(VLOOKUP(D138,Arkusz!A:K,5,FALSE))),\"Na zapytanie\")","v":30.68},{"$f":"IFERROR(IF(H138=\"Na zapytanie\",\"\",H138*(1-G138)),\"\")","v":30.68},{"$f":"IFERROR(IF(VLOOKUP(D138,Arkusz!A:H,5,FALSE)=0,IF(H138=\"Na zapytanie\",\"\",\"EUR\"),\"PLN\"),\"\")","v":"PLN"}]
[null,null,null,"F22-2110-3",{"$f":"IFERROR(VLOOKUP(D139,Arkusz!A:H,3,FALSE),\"Brak towaru\")","v":"Patchcord CobiCabling SC/PC-SC/PC wielomodowy OM2 duplex LSOH 3m"},{"$f":"IFERROR(VLOOKUP(D139,Arkusz!A:H,6,FALSE),\"-\")","v":"Cobi FO pigtaile i patchcordy"},0.0,{"$f":"IFERROR(IF(VLOOKUP(D139,Arkusz!A:K,5,FALSE)=0,(IF(VLOOKUP(D139,Arkusz!A:K,11,FALSE)=0,\"Na zapytanie\",VLOOKUP(D139,Arkusz!A:K,11,FALSE))),(VLOOKUP(D139,Arkusz!A:K,5,FALSE))),\"Na zapytanie\")","v":34.44},34.44,{"$f":"IFERROR(IF(VLOOKUP(D139,Arkusz!A:H,5,FALSE)=0,IF(H139=\"Na zapytanie\",\"\",\"EUR\"),\"PLN\"),\"\")","v":"PLN"}]
[null,null,null,"F22-2330-1",{"$f":"IFERROR(VLOOKUP(D140,Arkusz!A:H,3,FALSE),\"Brak towaru\")","v":"Patchcord CobiCabling LC/PC-LC/PC wielomodowy OM2 duplex LSOH 1m"},{"$f":"IFERROR(VLOOKUP(D140,Arkusz!A:H,6,FALSE),\"-\")","v":"Cobi FO pigtaile i patchcordy"},0.0,{"$f":"IFERROR(IF(VLOOKUP(D140,Arkusz!A:K,5,FALSE)=0,(IF(VLOOKUP(D140,Arkusz!A:K,11,FALSE)=0,\"Na zapytanie\",VLOOKUP(D140,Arkusz!A:K,11,FALSE))),(VLOOKUP(D140,Arkusz!A:K,5,FALSE))),\"Na zapytanie\")","v":27.32},27.32,{"$f":"IFERROR(IF(VLOOKUP(D140,Arkusz!A:H,5,FALSE)=0,IF(H140=\"Na zapytanie\",\"\",\"EUR\"),\"PLN\"),\"\")","v":"PLN"}]
[null,null,null,"F22-2330-3",{"$f":"IFERROR(VLOOKUP(D141,Arkusz!A:H,3,FALSE),\"Brak towaru\")","v":"Patchcord CobiCabling LC/PC-LC/PC wielomodowy OM2 duplex LSOH 3m"},{"$f":"IFERROR(VLOOKUP(D141,Arkusz!A:H,6,FALSE),\"-\")","v":"Cobi FO pigtaile i patchcordy"},0.0,{"$f":"IFERROR(IF(VLOOKUP(D141,Arkusz!A:K,5,FALSE)=0,(IF(VLOOKUP(D141,Arkusz!A:K,11,FALSE)=0,\"Na zapytanie\",VLOOKUP(D141,Arkusz!A:K,11,FALSE))),(VLOOKUP(D141,Arkusz!A:K,5,FALSE))),\"Na zapytanie\")","v":30.6},30.6,{"$f":"IFERROR(IF(VLOOKUP(D141,Arkusz!A:H,5,FALSE)=0,IF(H141=\"Na zapytanie\",\"\",\"EUR\"),\"PLN\"),\"\")","v":"PLN"}]
[null,null,null,"F22-2130-1",{"$f":"IFERROR(VLOOKUP(D142,Arkusz!A:H,3,FALSE),\"Brak towaru\")","v":"Patchcord CobiCabling SC/PC-LC/PC wielomodowy OM2 duplex LSOH 1m"},{"$f":"IFERROR(VLOOKUP(D142,Arkusz!A:H,6,FALSE),\"-\")","v":"Cobi FO pigtaile i patchcordy"},0.0,{"$f":"IFERROR(IF(VLOOKUP(D142,Arkusz!A:K,5,FALSE)=0,(IF(VLOOKUP(D142,Arkusz!A:K,11,FALSE)=0,\"Na zapytanie\",VLOOKUP(D142,Arkusz!A:K,11,FALSE))),(VLOOKUP(D142,Arkusz!A:K,5,FALSE))),\"Na zapytanie\")","v":30.68},30.68,{"$f":"IFERROR(IF(VLOOKUP(D142,Arkusz!A:H,5,FALSE)=0,IF(H142=\"Na zapytanie\",\"\",\"EUR\"),\"PLN\"),\"\")","v":"PLN"}]
[null,null,null,"F22-2130-3",{"$f":"IFERROR(VLOOKUP(D143,Arkusz!A:H,3,FALSE),\"Brak towaru\")","v":"Patchcord CobiCabling SC/PC-LC/PC wielomodowy OM2 duplex LSOH 3m"},{"$f":"IFERROR(VLOOKUP(D143,Arkusz!A:H,6,FALSE),\"-\")","v":"Cobi FO pigtaile i patchcordy"},0.0,{"$f":"IFERROR(IF(VLOOKUP(D143,Arkusz!A:K,5,FALSE)=0,(IF(VLOOKUP(D143,Arkusz!A:K,11,FALSE)=0,\"Na zapytanie\",VLOOKUP(D143,Arkusz!A:K,11,FALSE))),(VLOOKUP(D143,Arkusz!A:K,5,FALSE))),\"Na zapytanie\")","v":34.44},34.44,{"$f":"IFERROR(IF(VLOOKUP(D143,Arkusz!A:H,5,FALSE)=0,IF(H143=\"Na zapytanie\",\"\",\"EUR\"),\"PLN\"),\"\")","v":"PLN"}]
[null,null,null,"F23-2110-1",{"$f":"IFERROR(VLOOKUP(D144,Arkusz!A:H,3,FALSE),\"Brak towaru\")","v":"Patchcord CobiCabling SC/PC-SC/PC wielomodowy OM3 duplex LSOH 1m"},{"$f":"IFERROR(VLOOKUP(D144,Arkusz!A:H,6,FALSE),\"-\")","v":"Cobi FO pigtaile i patchcordy"},0.0,{"$f":"IFERROR(IF(VLOOKUP(D144,Arkusz!A:K,5,FALSE)=0,(IF(VLOOKUP(D144,Arkusz!A:K,11,FALSE)=0,\"Na zapytanie\",VLOOKUP(D144,Arkusz!A:K,11,FALSE))),(VLOOKUP(D144,Arkusz!A:K,5,FALSE))),\"Na zapytanie\")","v":27.6},27.6,{"$f":"IFERROR(IF(VLOOKUP(D144,Arkusz!A:H,5,FALSE)=0,IF(H144=\"Na zapytanie\",\"\",\"EUR\"),\"PLN\"),\"\")","v":"PLN"}]
[null,null,null,"F23-2110-3",{"$f":"IFERROR(VLOOKUP(D145,Arkusz!A:H,3,FALSE),\"Brak towaru\")","v":"Patchcord CobiCabling SC/PC-SC/PC wielomodowy OM3 duplex LSOH 3m"},{"$f":"IFERROR(VLOOKUP(D145,Arkusz!A:H,6,FALSE),\"-\")","v":"Cobi FO pigtaile i patchcordy"},0.0,{"$f":"IFERROR(IF(VLOOKUP(D145,Arkusz!A:K,5,FALSE)=0,(IF(VLOOKUP(D145,Arkusz!A:K,11,FALSE)=0,\"Na zapytanie\",VLOOKUP(D145,Arkusz!A:K,11,FALSE))),(VLOOKUP(D145,Arkusz!A:K,5,FALSE))),\"Na zapytanie\")","v":32.12},32.12,{"$f":"IFERROR(IF(VLOOKUP(D145,Arkusz!A:H,5,FALSE)=0,IF(H145=\"Na zapytanie\",\"\",\"EUR\"),\"PLN\"),\"\")","v":"PLN"}]
[null,null,null,"F23-2330-1",{"$f":"IFERROR(VLOOKUP(D146,Arkusz!A:H,3,FALSE),\"Brak towaru\")","v":"Patchcord CobiCabling LC/PC-LC/PC wielomodowy OM3 duplex LSOH 1m"},{"$f":"IFERROR(VLOOKUP(D146,Arkusz!A:H,6,FALSE),\"-\")","v":"Cobi FO pigtaile i patchcordy"},0.0,{"$f":"IFERROR(IF(VLOOKUP(D146,Arkusz!A:K,5,FALSE)=0,(IF(VLOOKUP(D146,Arkusz!A:K,11,FALSE)=0,\"Na zapytanie\",VLOOKUP(D146,Arkusz!A:K,11,FALSE))),(VLOOKUP(D146,Arkusz!A:K,5,FALSE))),\"Na zapytanie\")","v":27.6},27.6,{"$f":"IFERROR(IF(VLOOKUP(D146,Arkusz!A:H,5,FALSE)=0,IF(H146=\"Na zapytanie\",\"\",\"EUR\"),\"PLN\"),\"\")","v":"PLN"}]
[null,null,null,"F23-2330-3",{"$f":"IFERROR(VLOOKUP(D147,Arkusz!A:H,3,FALSE),\"Brak towaru\")","v":"Patchcord CobiCabling LC/PC-LC/PC wielomodowy OM3 duplex LSOH 3m"},{"$f":"IFERROR(VLOOKUP(D147,Arkusz!A:H,6,FALSE),\"-\")","v":"Cobi FO pigtaile i patchcordy"},0.0,{"$f":"IFERROR(IF(VLOOKUP(D147,Arkusz!A:K,5,FALSE)=0,(IF(VLOOKUP(D147,Arkusz!A:K,11,FALSE)=0,\"Na zapytanie\",VLOOKUP(D147,Arkusz!A:K,11,FALSE))),(VLOOKUP(D147,Arkusz!A:K,5,FALSE))),\"Na zapytanie\")","v":46},46,{"$f":"IFERROR(IF(VLOOKUP(D147,Arkusz!A:H,5,FALSE)=0,IF(H147=\"Na zapytanie\",\"\",\"EUR\"),\"PLN\"),\"\")","v":"PLN"}]
[null,null,null,"F23-2130-1",{"$f":"IFERROR(VLOOKUP(D148,Arkusz!A:H,3,FALSE),\"Brak towaru\")","v":"Patchcord CobiCabling SC/PC-LC/PC wielomodowy OM3 duplex LSOH 1m"},{"$f":"IFERROR(VLOOKUP(D148,Arkusz!A:H,6,FALSE),\"-\")","v":"Cobi FO pigtaile i patchcordy"},0.0,{"$f":"IFERROR(IF(VLOOKUP(D148,Arkusz!A:K,5,FALSE)=0,(IF(VLOOKUP(D148,Arkusz!A:K,11,FALSE)=0,\"Na zapytanie\",VLOOKUP(D148,Arkusz!A:K,11,FALSE))),(VLOOKUP(D148,Arkusz!A:K,5,FALSE))),\"Na zapytanie\")","v":27.6},27.6,{"$f":"IFERROR(IF(VLOOKUP(D148,Arkusz!A:H,5,FALSE)=0,IF(H148=\"Na zapytanie\",\"\",\"EUR\"),\"PLN\"),\"\")","v":"PLN"}]
[null,null,null,"F23-2130-3",{"$f":"IFERROR(VLOOKUP(D149,Arkusz!A:H,3,FALSE),\"Brak towaru\")","v":"Patchcord CobiCabling SC/PC-LC/PC wielomodowy OM3 duplex LSOH 3m"},{"$f":"IFERROR(VLOOKUP(D149,Arkusz!A:H,6,FALSE),\"-\")","v":"Cobi FO pigtaile i patchcordy"},0.0,{"$f":"IFERROR(IF(VLOOKUP(D149,Arkusz!A:K,5,FALSE)=0,(IF(VLOOKUP(D149,Arkusz!A:K,11,FALSE)=0,\"Na zapytanie\",VLOOKUP(D149,Arkusz!A:K,11,FALSE))),(VLOOKUP(D149,Arkusz!A:K,5,FALSE))),\"Na zapytanie\")","v":32.12},32.12,{"$f":"IFERROR(IF(VLOOKUP(D149,Arkusz!A:H,5,FALSE)=0,IF(H149=\"Na zapytanie\",\"\",\"EUR\"),\"PLN\"),\"\")","v":"PLN"}]
[null,null,null,"F24-2110-1",{"$f":"IFERROR(VLOOKUP(D150,Arkusz!A:H,3,FALSE),\"Brak towaru\")","v":"Patchcord CobiCabling SC/PC-SC/PC wielomodowy OM4 duplex LSOH 1m"},{"$f":"IFERROR(VLOOKUP(D150,Arkusz!A:H,6,FALSE),\"-\")","v":"Cobi FO pigtaile i patchcordy"},0.0,{"$f":"IFERROR(IF(VLOOKUP(D150,Arkusz!A:K,5,FALSE)=0,(IF(VLOOKUP(D150,Arkusz!A:K,11,FALSE)=0,\"Na zapytanie\",VLOOKUP(D150,Arkusz!A:K,11,FALSE))),(VLOOKUP(D150,Arkusz!A:K,5,FALSE))),\"Na zapytanie\")","v":32.56},32.56,{"$f":"IFERROR(IF(VLOOKUP(D150,Arkusz!A:H,5,FALSE)=0,IF(H150=\"Na zapytanie\",\"\",\"EUR\"),\"PLN\"),\"\")","v":"PLN"}]
[null,null,null,"F24-2110-3",{"$f":"IFERROR(VLOOKUP(D151,Arkusz!A:H,3,FALSE),\"Brak towaru\")","v":"Patchcord CobiCabling SC/PC-SC/PC wielomodowy OM4 duplex LSOH 3m"},{"$f":"IFERROR(VLOOKUP(D151,Arkusz!A:H,6,FALSE),\"-\")","v":"Cobi FO pigtaile i patchcordy"},0.0,{"$f":"IFERROR(IF(VLOOKUP(D151,Arkusz!A:K,5,FALSE)=0,(IF(VLOOKUP(D151,Arkusz!A:K,11,FALSE)=0,\"Na zapytanie\",VLOOKUP(D151,Arkusz!A:K,11,FALSE))),(VLOOKUP(D151,Arkusz!A:K,5,FALSE))),\"Na zapytanie\")","v":39.88},39.88,{"$f":"IFERROR(IF(VLOOKUP(D151,Arkusz!A:H,5,FALSE)=0,IF(H151=\"Na zapytanie\",\"\",\"EUR\"),\"PLN\"),\"\")","v":"PLN"}]
[null,null,null,"F24-2330-1",{"$f":"IFERROR(VLOOKUP(D152,Arkusz!A:H,3,FALSE),\"Brak towaru\")","v":"Patchcord CobiCabling LC/PC-LC/PC wielomodowy OM4 duplex LSOH 1m"},{"$f":"IFERROR(VLOOKUP(D152,Arkusz!A:H,6,FALSE),\"-\")","v":"Cobi FO pigtaile i patchcordy"},0.0,{"$f":"IFERROR(IF(VLOOKUP(D152,Arkusz!A:K,5,FALSE)=0,(IF(VLOOKUP(D152,Arkusz!A:K,11,FALSE)=0,\"Na zapytanie\",VLOOKUP(D152,Arkusz!A:K,11,FALSE))),(VLOOKUP(D152,Arkusz!A:K,5,FALSE))),\"Na zapytanie\")","v":41.4},41.4,{"$f":"IFERROR(IF(VLOOKUP(D152,Arkusz!A:H,5,FALSE)=0,IF(H152=\"Na zapytanie\",\"\",\"EUR\"),\"PLN\"),\"\")","v":"PLN"}]
[null,null,null,"F24-2330-3",{"$f":"IFERROR(VLOOKUP(D153,Arkusz!A:H,3,FALSE),\"Brak towaru\")","v":"Patchcord CobiCabling LC/PC-LC/PC wielomodowy OM4 duplex LSOH 3m"},{"$f":"IFERROR(VLOOKUP(D153,Arkusz!A:H,6,FALSE),\"-\")","v":"Cobi FO pigtaile i patchcordy"},0.0,{"$f":"IFERROR(IF(VLOOKUP(D153,Arkusz!A:K,5,FALSE)=0,(IF(VLOOKUP(D153,Arkusz!A:K,11,FALSE)=0,\"Na zapytanie\",VLOOKUP(D153,Arkusz!A:K,11,FALSE))),(VLOOKUP(D153,Arkusz!A:K,5,FALSE))),\"Na zapytanie\")","v":35.4},35.4,{"$f":"IFERROR(IF(VLOOKUP(D153,Arkusz!A:H,5,FALSE)=0,IF(H153=\"Na zapytanie\",\"\",\"EUR\"),\"PLN\"),\"\")","v":"PLN"}]
[null,null,null,"F24-2130-1",{"$f":"IFERROR(VLOOKUP(D154,Arkusz!A:H,3,FALSE),\"Brak towaru\")","v":"Patchcord CobiCabling SC/PC-LC/PC wielomodowy OM4 duplex LSOH 1m"},{"$f":"IFERROR(VLOOKUP(D154,Arkusz!A:H,6,FALSE),\"-\")","v":"Cobi FO pigtaile i patchcordy"},0.0,{"$f":"IFERROR(IF(VLOOKUP(D154,Arkusz!A:K,5,FALSE)=0,(IF(VLOOKUP(D154,Arkusz!A:K,11,FALSE)=0,\"Na zapytanie\",VLOOKUP(D154,Arkusz!A:K,11,FALSE))),(VLOOKUP(D154,Arkusz!A:K,5,FALSE))),\"Na zapytanie\")","v":32.56},32.56,{"$f":"IFERROR(IF(VLOOKUP(D154,Arkusz!A:H,5,FALSE)=0,IF(H154=\"Na zapytanie\",\"\",\"EUR\"),\"PLN\"),\"\")","v":"PLN"}]
[null,null,null,"F24-2130-3",{"$f":"IFERROR(VLOOKUP(D155,Arkusz!A:H,3,FALSE),\"Brak towaru\")","v":"Patchcord CobiCabling SC/PC-LC/PC wielomodowy OM4 duplex LSOH 3m"},{"$f":"IFERROR(VLOOKUP(D155,Arkusz!A:H,6,FALSE),\"-\")","v":"Cobi FO pigtaile i patchcordy"},0.0,{"$f":"IFERROR(IF(VLOOKUP(D155,Arkusz!A:K,5,FALSE)=0,(IF(VLOOKUP(D155,Arkusz!A:K,11,FALSE)=0,\"Na zapytanie\",VLOOKUP(D155,Arkusz!A:K,11,FALSE))),(VLOOKUP(D155,Arkusz!A:K,5,FALSE))),\"Na zapytanie\")","v":39.88},39.88,{"$f":"IFERROR(IF(VLOOKUP(D155,Arkusz!A:H,5,FALSE)=0,IF(H155=\"Na zapytanie\",\"\",\"EUR\"),\"PLN\"),\"\")","v":"PLN"}]
[null,"Osprzęt dodatkowy / Boxy"]
[null,null,"Adaptery keystone"]
[null,null,null,"F61-0020",{"$f":"IFERROR(VLOOKUP(D158,Arkusz!A:H,3,FALSE),\"Brak towaru\")","v":"Adapter keystone CobiCabling do adapterów FO SC simplex/LC duplex/MTRJ"},{"$f":"IFERROR(VLOOKUP(D158,Arkusz!A:H,6,FALSE),\"-\")","v":"Cobi FO osprzęt"},0.0,{"$f":"IFERROR(IF(VLOOKUP(D158,Arkusz!A:K,5,FALSE)=0,(IF(VLOOKUP(D158,Arkusz!A:K,11,FALSE)=0,\"Na zapytanie\",VLOOKUP(D158,Arkusz!A:K,11,FALSE))),(VLOOKUP(D158,Arkusz!A:K,5,FALSE))),\"Na zapytanie\")","v":2.3},{"$f":"IFERROR(IF(H158=\"Na zapytanie\",\"\",H158*(1-G158)),\"\")","v":2.3},{"$f":"IFERROR(IF(VLOOKUP(D158,Arkusz!A:H,5,FALSE)=0,IF(H158=\"Na zapytanie\",\"\",\"EUR\"),\"PLN\"),\"\")","v":"PLN"}]
[null,null,null,"F61-0021",{"$f":"IFERROR(VLOOKUP(D159,Arkusz!A:H,3,FALSE),\"Brak towaru\")","v":"Adapter keystone CobiCabling do adapterów FO SC sx/LC dx bezflangowych"},{"$f":"IFERROR(VLOOKUP(D159,Arkusz!A:H,6,FALSE),\"-\")","v":"Cobi FO osprzęt"},0.0,{"$f":"IFERROR(IF(VLOOKUP(D159,Arkusz!A:K,5,FALSE)=0,(IF(VLOOKUP(D159,Arkusz!A:K,11,FALSE)=0,\"Na zapytanie\",VLOOKUP(D159,Arkusz!A:K,11,FALSE))),(VLOOKUP(D159,Arkusz!A:K,5,FALSE))),\"Na zapytanie\")","v":1.45},1.45,{"$f":"IFERROR(IF(VLOOKUP(D159,Arkusz!A:H,5,FALSE)=0,IF(H159=\"Na zapytanie\",\"\",\"EUR\"),\"PLN\"),\"\")","v":"PLN"}]
[null,null,"Gniazda naścienne FTTH"]
[null,null,null,"F62-0002",{"$f":"IFERROR(VLOOKUP(D161,Arkusz!A:H,3,FALSE),\"Brak towaru\")","v":"Puszka abonencka FTTH 2C bez adapterów (2xSC sx) 86x86x22mm"},{"$f":"IFERROR(VLOOKUP(D161,Arkusz!A:H,6,FALSE),\"-\")","v":"Cobi FO osprzęt"},0.0,{"$f":"IFERROR(IF(VLOOKUP(D161,Arkusz!A:K,5,FALSE)=0,(IF(VLOOKUP(D161,Arkusz!A:K,11,FALSE)=0,\"Na zapytanie\",VLOOKUP(D161,Arkusz!A:K,11,FALSE))),(VLOOKUP(D161,Arkusz!A:K,5,FALSE))),\"Na zapytanie\")","v":11.04},{"$f":"IFERROR(IF(H161=\"Na zapytanie\",\"\",H161*(1-G161)),\"\")","v":11.04},{"$f":"IFERROR(IF(VLOOKUP(D161,Arkusz!A:H,5,FALSE)=0,IF(H161=\"Na zapytanie\",\"\",\"EUR\"),\"PLN\"),\"\")","v":"PLN"}]
[null,null,null,"F62-0004",{"$f":"IFERROR(VLOOKUP(D162,Arkusz!A:H,3,FALSE),\"Brak towaru\")","v":"Puszka abonencka FTTH 4C bez adapterów (4xSC sx) 149x109x33mm"},{"$f":"IFERROR(VLOOKUP(D162,Arkusz!A:H,6,FALSE),\"-\")","v":"Cobi FO osprzęt"},0.0,{"$f":"IFERROR(IF(VLOOKUP(D162,Arkusz!A:K,5,FALSE)=0,(IF(VLOOKUP(D162,Arkusz!A:K,11,FALSE)=0,\"Na zapytanie\",VLOOKUP(D162,Arkusz!A:K,11,FALSE))),(VLOOKUP(D162,Arkusz!A:K,5,FALSE))),\"Na zapytanie\")","v":30.36},30.36,{"$f":"IFERROR(IF(VLOOKUP(D162,Arkusz!A:H,5,FALSE)=0,IF(H162=\"Na zapytanie\",\"\",\"EUR\"),\"PLN\"),\"\")","v":"PLN"}]
[null,null,null,"F62-0006",{"$f":"IFERROR(VLOOKUP(D163,Arkusz!A:H,3,FALSE),\"Brak towaru\")","v":"FO Naścienna puszka rozdzielcza 4 x SC simplex "},{"$f":"IFERROR(VLOOKUP(D163,Arkusz!A:H,6,FALSE),\"-\")","v":"Cobi FO osprzęt"},0.0,{"$f":"IFERROR(IF(VLOOKUP(D163,Arkusz!A:K,5,FALSE)=0,(IF(VLOOKUP(D163,Arkusz!A:K,11,FALSE)=0,\"Na zapytanie\",VLOOKUP(D163,Arkusz!A:K,11,FALSE))),(VLOOKUP(D163,Arkusz!A:K,5,FALSE))),\"Na zapytanie\")","v":29.9},29.9,{"$f":"IFERROR(IF(VLOOKUP(D163,Arkusz!A:H,5,FALSE)=0,IF(H163=\"Na zapytanie\",\"\",\"EUR\"),\"PLN\"),\"\")","v":"PLN"}]
[null,null,"Przełącznice OKS"]
[null,null,null,"F62-0040",{"$f":"IFERROR(VLOOKUP(D165,Arkusz!A:H,3,FALSE),\"Brak towaru\")","v":"Przełącznica OKS4 IP30 dla 4 włókien światłowodowych"},{"$f":"IFERROR(VLOOKUP(D165,Arkusz!A:H,6,FALSE),\"-\")","v":"Cobi FO osprzęt"},0.0,{"$f":"IFERROR(IF(VLOOKUP(D165,Arkusz!A:K,5,FALSE)=0,(IF(VLOOKUP(D165,Arkusz!A:K,11,FALSE)=0,\"Na zapytanie\",VLOOKUP(D165,Arkusz!A:K,11,FALSE))),(VLOOKUP(D165,Arkusz!A:K,5,FALSE))),\"Na zapytanie\")","v":201.79},{"$f":"IFERROR(IF(H165=\"Na zapytanie\",\"\",H165*(1-G165)),\"\")","v":201.79},{"$f":"IFERROR(IF(VLOOKUP(D165,Arkusz!A:H,5,FALSE)=0,IF(H165=\"Na zapytanie\",\"\",\"EUR\"),\"PLN\"),\"\")","v":"PLN"}]
[null,null,null,"F62-0041",{"$f":"IFERROR(VLOOKUP(D166,Arkusz!A:H,3,FALSE),\"Brak towaru\")","v":"Pole krosowe do OKS4 na 4xSC simplex/LC duplex"},{"$f":"IFERROR(VLOOKUP(D166,Arkusz!A:H,6,FALSE),\"-\")","v":"Cobi FO osprzęt"},0.0,{"$f":"IFERROR(IF(VLOOKUP(D166,Arkusz!A:K,5,FALSE)=0,(IF(VLOOKUP(D166,Arkusz!A:K,11,FALSE)=0,\"Na zapytanie\",VLOOKUP(D166,Arkusz!A:K,11,FALSE))),(VLOOKUP(D166,Arkusz!A:K,5,FALSE))),\"Na zapytanie\")","v":106.65},106.65,{"$f":"IFERROR(IF(VLOOKUP(D166,Arkusz!A:H,5,FALSE)=0,IF(H166=\"Na zapytanie\",\"\",\"EUR\"),\"PLN\"),\"\")","v":"PLN"}]
[null,null,null,"F62-0042",{"$f":"IFERROR(VLOOKUP(D167,Arkusz!A:H,3,FALSE),\"Brak towaru\")","v":"Pole krosowe do OKS4 na 4xST/FC/DIN"},{"$f":"IFERROR(VLOOKUP(D167,Arkusz!A:H,6,FALSE),\"-\")","v":"Cobi FO osprzęt"},0.0,{"$f":"IFERROR(IF(VLOOKUP(D167,Arkusz!A:K,5,FALSE)=0,(IF(VLOOKUP(D167,Arkusz!A:K,11,FALSE)=0,\"Na zapytanie\",VLOOKUP(D167,Arkusz!A:K,11,FALSE))),(VLOOKUP(D167,Arkusz!A:K,5,FALSE))),\"Na zapytanie\")","v":27.23},27.23,{"$f":"IFERROR(IF(VLOOKUP(D167,Arkusz!A:H,5,FALSE)=0,IF(H167=\"Na zapytanie\",\"\",\"EUR\"),\"PLN\"),\"\")","v":"PLN"}]
[null,null,null,"F62-0045",{"$f":"IFERROR(VLOOKUP(D168,Arkusz!A:H,3,FALSE),\"Brak towaru\")","v":"Przełącznica światłowodowa OKS48 24xST/FC, IP54, 206x320x120mm"},{"$f":"IFERROR(VLOOKUP(D168,Arkusz!A:H,6,FALSE),\"-\")","v":"Cobi FO osprzęt"},0.0,{"$f":"IFERROR(IF(VLOOKUP(D168,Arkusz!A:K,5,FALSE)=0,(IF(VLOOKUP(D168,Arkusz!A:K,11,FALSE)=0,\"Na zapytanie\",VLOOKUP(D168,Arkusz!A:K,11,FALSE))),(VLOOKUP(D168,Arkusz!A:K,5,FALSE))),\"Na zapytanie\")","v":"Na zapytanie"},"",{"$f":"IFERROR(IF(VLOOKUP(D168,Arkusz!A:H,5,FALSE)=0,IF(H168=\"Na zapytanie\",\"\",\"EUR\"),\"PLN\"),\"\")","v":""}]
[null,null,null,"F62-0046",{"$f":"IFERROR(VLOOKUP(D169,Arkusz!A:H,3,FALSE),\"Brak towaru\")","v":"Przełącznica światłowodowa OKS48 24xSC sx/LC dx, IP54, 206x320x120mm"},{"$f":"IFERROR(VLOOKUP(D169,Arkusz!A:H,6,FALSE),\"-\")","v":"Cobi FO osprzęt"},0.0,{"$f":"IFERROR(IF(VLOOKUP(D169,Arkusz!A:K,5,FALSE)=0,(IF(VLOOKUP(D169,Arkusz!A:K,11,FALSE)=0,\"Na zapytanie\",VLOOKUP(D169,Arkusz!A:K,11,FALSE))),(VLOOKUP(D169,Arkusz!A:K,5,FALSE))),\"Na zapytanie\")","v":454.71},454.71,{"$f":"IFERROR(IF(VLOOKUP(D169,Arkusz!A:H,5,FALSE)=0,IF(H169=\"Na zapytanie\",\"\",\"EUR\"),\"PLN\"),\"\")","v":"PLN"}]
[null,null,null,"F62-0047",{"$f":"IFERROR(VLOOKUP(D170,Arkusz!A:H,3,FALSE),\"Brak towaru\")","v":"Przełącznica światłowodowa OKS48 24xSC dx/LC quad, IP54, 206x320x120mm"},{"$f":"IFERROR(VLOOKUP(D170,Arkusz!A:H,6,FALSE),\"-\")","v":"Cobi FO osprzęt"},0.0,{"$f":"IFERROR(IF(VLOOKUP(D170,Arkusz!A:K,5,FALSE)=0,(IF(VLOOKUP(D170,Arkusz!A:K,11,FALSE)=0,\"Na zapytanie\",VLOOKUP(D170,Arkusz!A:K,11,FALSE))),(VLOOKUP(D170,Arkusz!A:K,5,FALSE))),\"Na zapytanie\")","v":367.25},367.25,{"$f":"IFERROR(IF(VLOOKUP(D170,Arkusz!A:H,5,FALSE)=0,IF(H170=\"Na zapytanie\",\"\",\"EUR\"),\"PLN\"),\"\")","v":"PLN"}]
[null,null,null,"F62-0048",{"$f":"IFERROR(VLOOKUP(D171,Arkusz!A:H,3,FALSE),\"Brak towaru\")","v":"Przełącznica światłowodowa OKS48 (24xSC duplex/LC quad)"},{"$f":"IFERROR(VLOOKUP(D171,Arkusz!A:H,6,FALSE),\"-\")","v":"Cobi FO osprzęt"},0.0,{"$f":"IFERROR(IF(VLOOKUP(D171,Arkusz!A:K,5,FALSE)=0,(IF(VLOOKUP(D171,Arkusz!A:K,11,FALSE)=0,\"Na zapytanie\",VLOOKUP(D171,Arkusz!A:K,11,FALSE))),(VLOOKUP(D171,Arkusz!A:K,5,FALSE))),\"Na zapytanie\")","v":506.53},506.53,{"$f":"IFERROR(IF(VLOOKUP(D171,Arkusz!A:H,5,FALSE)=0,IF(H171=\"Na zapytanie\",\"\",\"EUR\"),\"PLN\"),\"\")","v":"PLN"}]
[null,null,"Boxy"]
[null,null,null,"F62-0030",{"$f":"IFERROR(VLOOKUP(D173,Arkusz!A:H,3,FALSE),\"Brak towaru\")","v":"Naścienny box światłowodowy D (duży), 418x316x85mm, RAL 7035"},{"$f":"IFERROR(VLOOKUP(D173,Arkusz!A:H,6,FALSE),\"-\")","v":"Cobi FO osprzęt"},0.0,{"$f":"IFERROR(IF(VLOOKUP(D173,Arkusz!A:K,5,FALSE)=0,(IF(VLOOKUP(D173,Arkusz!A:K,11,FALSE)=0,\"Na zapytanie\",VLOOKUP(D173,Arkusz!A:K,11,FALSE))),(VLOOKUP(D173,Arkusz!A:K,5,FALSE))),\"Na zapytanie\")","v":298.99},{"$f":"IFERROR(IF(H173=\"Na zapytanie\",\"\",H173*(1-G173)),\"\")","v":298.99},{"$f":"IFERROR(IF(VLOOKUP(D173,Arkusz!A:H,5,FALSE)=0,IF(H173=\"Na zapytanie\",\"\",\"EUR\"),\"PLN\"),\"\")","v":"PLN"}]
[null,null,null,"F62-0031",{"$f":"IFERROR(VLOOKUP(D174,Arkusz!A:H,3,FALSE),\"Brak towaru\")","v":"Pole krosowe do boxu światłowodowego D 48xST/FC"},{"$f":"IFERROR(VLOOKUP(D174,Arkusz!A:H,6,FALSE),\"-\")","v":"Cobi FO osprzęt"},0.0,{"$f":"IFERROR(IF(VLOOKUP(D174,Arkusz!A:K,5,FALSE)=0,(IF(VLOOKUP(D174,Arkusz!A:K,11,FALSE)=0,\"Na zapytanie\",VLOOKUP(D174,Arkusz!A:K,11,FALSE))),(VLOOKUP(D174,Arkusz!A:K,5,FALSE))),\"Na zapytanie\")","v":"Na zapytanie"},"",{"$f":"IFERROR(IF(VLOOKUP(D174,Arkusz!A:H,5,FALSE)=0,IF(H174=\"Na zapytanie\",\"\",\"EUR\"),\"PLN\"),\"\")","v":""}]
[null,null,null,"F62-0032",{"$f":"IFERROR(VLOOKUP(D175,Arkusz!A:H,3,FALSE),\"Brak towaru\")","v":"Pole krosowe do boxu światłowodowego D 48xSC simplex"},{"$f":"IFERROR(VLOOKUP(D175,Arkusz!A:H,6,FALSE),\"-\")","v":"Cobi FO osprzęt"},0.0,{"$f":"IFERROR(IF(VLOOKUP(D175,Arkusz!A:K,5,FALSE)=0,(IF(VLOOKUP(D175,Arkusz!A:K,11,FALSE)=0,\"Na zapytanie\",VLOOKUP(D175,Arkusz!A:K,11,FALSE))),(VLOOKUP(D175,Arkusz!A:K,5,FALSE))),\"Na zapytanie\")","v":46},46,{"$f":"IFERROR(IF(VLOOKUP(D175,Arkusz!A:H,5,FALSE)=0,IF(H175=\"Na zapytanie\",\"\",\"EUR\"),\"PLN\"),\"\")","v":"PLN"}]
[null,null,null,"F62-0033",{"$f":"IFERROR(VLOOKUP(D176,Arkusz!A:H,3,FALSE),\"Brak towaru\")","v":"Pole krosowe do boxu światłowodowego D 24xSC duplex"},{"$f":"IFERROR(VLOOKUP(D176,Arkusz!A:H,6,FALSE),\"-\")","v":"Cobi FO osprzęt"},0.0,{"$f":"IFERROR(IF(VLOOKUP(D176,Arkusz!A:K,5,FALSE)=0,(IF(VLOOKUP(D176,Arkusz!A:K,11,FALSE)=0,\"Na zapytanie\",VLOOKUP(D176,Arkusz!A:K,11,FALSE))),(VLOOKUP(D176,Arkusz!A:K,5,FALSE))),\"Na zapytanie\")","v":46},46,{"$f":"IFERROR(IF(VLOOKUP(D176,Arkusz!A:H,5,FALSE)=0,IF(H176=\"Na zapytanie\",\"\",\"EUR\"),\"PLN\"),\"\")","v":"PLN"}]
[null,null,null,"F62-0020",{"$f":"IFERROR(VLOOKUP(D177,Arkusz!A:H,3,FALSE),\"Brak towaru\")","v":"Naścienny box światłowodowy S (średni), 418x316x50mm, RAL 7035"},{"$f":"IFERROR(VLOOKUP(D177,Arkusz!A:H,6,FALSE),\"-\")","v":"Cobi FO osprzęt"},0.0,{"$f":"IFERROR(IF(VLOOKUP(D177,Arkusz!A:K,5,FALSE)=0,(IF(VLOOKUP(D177,Arkusz!A:K,11,FALSE)=0,\"Na zapytanie\",VLOOKUP(D177,Arkusz!A:K,11,FALSE))),(VLOOKUP(D177,Arkusz!A:K,5,FALSE))),\"Na zapytanie\")","v":379.48},379.48,{"$f":"IFERROR(IF(VLOOKUP(D177,Arkusz!A:H,5,FALSE)=0,IF(H177=\"Na zapytanie\",\"\",\"EUR\"),\"PLN\"),\"\")","v":"PLN"}]
[null,null,null,"F62-0021",{"$f":"IFERROR(VLOOKUP(D178,Arkusz!A:H,3,FALSE),\"Brak towaru\")","v":"Pole krosowe do boxu S 24xST/FC"},{"$f":"IFERROR(VLOOKUP(D178,Arkusz!A:H,6,FALSE),\"-\")","v":"Cobi FO osprzęt"},0.0,{"$f":"IFERROR(IF(VLOOKUP(D178,Arkusz!A:K,5,FALSE)=0,(IF(VLOOKUP(D178,Arkusz!A:K,11,FALSE)=0,\"Na zapytanie\",VLOOKUP(D178,Arkusz!A:K,11,FALSE))),(VLOOKUP(D178,Arkusz!A:K,5,FALSE))),\"Na zapytanie\")","v":34.5},34.5,{"$f":"IFERROR(IF(VLOOKUP(D178,Arkusz!A:H,5,FALSE)=0,IF(H178=\"Na zapytanie\",\"\",\"EUR\"),\"PLN\"),\"\")","v":"PLN"}]
[null,null,null,"F62-0022",{"$f":"IFERROR(VLOOKUP(D179,Arkusz!A:H,3,FALSE),\"Brak towaru\")","v":"Pole krosowe do boxu S 12xST/FC"},{"$f":"IFERROR(VLOOKUP(D179,Arkusz!A:H,6,FALSE),\"-\")","v":"Cobi FO osprzęt"},0.0,{"$f":"IFERROR(IF(VLOOKUP(D179,Arkusz!A:K,5,FALSE)=0,(IF(VLOOKUP(D179,Arkusz!A:K,11,FALSE)=0,\"Na zapytanie\",VLOOKUP(D179,Arkusz!A:K,11,FALSE))),(VLOOKUP(D179,Arkusz!A:K,5,FALSE))),\"Na zapytanie\")","v":34.5},34.5,{"$f":"IFERROR(IF(VLOOKUP(D179,Arkusz!A:H,5,FALSE)=0,IF(H179=\"Na zapytanie\",\"\",\"EUR\"),\"PLN\"),\"\")","v":"PLN"}]
[null,null,null,"F62-0023",{"$f":"IFERROR(VLOOKUP(D180,Arkusz!A:H,3,FALSE),\"Brak towaru\")","v":"Pole krosowe do boxu S 24xSC simplex"},{"$f":"IFERROR(VLOOKUP(D180,Arkusz!A:H,6,FALSE),\"-\")","v":"Cobi FO osprzęt"},0.0,{"$f":"IFERROR(IF(VLOOKUP(D180,Arkusz!A:K,5,FALSE)=0,(IF(VLOOKUP(D180,Arkusz!A:K,11,FALSE)=0,\"Na zapytanie\",VLOOKUP(D180,Arkusz!A:K,11,FALSE))),(VLOOKUP(D180,Arkusz!A:K,5,FALSE))),\"Na zapytanie\")","v":34.5},34.5,{"$f":"IFERROR(IF(VLOOKUP(D180,Arkusz!A:H,5,FALSE)=0,IF(H180=\"Na zapytanie\",\"\",\"EUR\"),\"PLN\"),\"\")","v":"PLN"}]
[null,null,null,"F62-0010",{"$f":"IFERROR(VLOOKUP(D181,Arkusz!A:H,3,FALSE),\"Brak towaru\")","v":"Naścienny box światłowodowy M (mały), 200x280x60mm, RAL 7035"},{"$f":"IFERROR(VLOOKUP(D181,Arkusz!A:H,6,FALSE),\"-\")","v":"Cobi FO osprzęt"},0.0,{"$f":"IFERROR(IF(VLOOKUP(D181,Arkusz!A:K,5,FALSE)=0,(IF(VLOOKUP(D181,Arkusz!A:K,11,FALSE)=0,\"Na zapytanie\",VLOOKUP(D181,Arkusz!A:K,11,FALSE))),(VLOOKUP(D181,Arkusz!A:K,5,FALSE))),\"Na zapytanie\")","v":229.98},229.98,{"$f":"IFERROR(IF(VLOOKUP(D181,Arkusz!A:H,5,FALSE)=0,IF(H181=\"Na zapytanie\",\"\",\"EUR\"),\"PLN\"),\"\")","v":"PLN"}]
[null,null,null,"F62-0011",{"$f":"IFERROR(VLOOKUP(D182,Arkusz!A:H,3,FALSE),\"Brak towaru\")","v":"Pole krosowe do boxu M 8xST/FC"},{"$f":"IFERROR(VLOOKUP(D182,Arkusz!A:H,6,FALSE),\"-\")","v":"Cobi FO osprzęt"},0.0,{"$f":"IFERROR(IF(VLOOKUP(D182,Arkusz!A:K,5,FALSE)=0,(IF(VLOOKUP(D182,Arkusz!A:K,11,FALSE)=0,\"Na zapytanie\",VLOOKUP(D182,Arkusz!A:K,11,FALSE))),(VLOOKUP(D182,Arkusz!A:K,5,FALSE))),\"Na zapytanie\")","v":"Na zapytanie"},"",{"$f":"IFERROR(IF(VLOOKUP(D182,Arkusz!A:H,5,FALSE)=0,IF(H182=\"Na zapytanie\",\"\",\"EUR\"),\"PLN\"),\"\")","v":""}]
[null,null,null,"F62-0012",{"$f":"IFERROR(VLOOKUP(D183,Arkusz!A:H,3,FALSE),\"Brak towaru\")","v":"Pole krosowe 6xSC simplex/LC/E2000"},{"$f":"IFERROR(VLOOKUP(D183,Arkusz!A:H,6,FALSE),\"-\")","v":"Cobi FO osprzęt"},0.0,{"$f":"IFERROR(IF(VLOOKUP(D183,Arkusz!A:K,5,FALSE)=0,(IF(VLOOKUP(D183,Arkusz!A:K,11,FALSE)=0,\"Na zapytanie\",VLOOKUP(D183,Arkusz!A:K,11,FALSE))),(VLOOKUP(D183,Arkusz!A:K,5,FALSE))),\"Na zapytanie\")","v":34.5},34.5,{"$f":"IFERROR(IF(VLOOKUP(D183,Arkusz!A:H,5,FALSE)=0,IF(H183=\"Na zapytanie\",\"\",\"EUR\"),\"PLN\"),\"\")","v":"PLN"}]
[null,null,null,"F62-0013",{"$f":"IFERROR(VLOOKUP(D184,Arkusz!A:H,3,FALSE),\"Brak towaru\")","v":"Pole krosowe 12xSC simplex/LC/E2000"},{"$f":"IFERROR(VLOOKUP(D184,Arkusz!A:H,6,FALSE),\"-\")","v":"Cobi FO osprzęt"},0.0,{"$f":"IFERROR(IF(VLOOKUP(D184,Arkusz!A:K,5,FALSE)=0,(IF(VLOOKUP(D184,Arkusz!A:K,11,FALSE)=0,\"Na zapytanie\",VLOOKUP(D184,Arkusz!A:K,11,FALSE))),(VLOOKUP(D184,Arkusz!A:K,5,FALSE))),\"Na zapytanie\")","v":57.5},57.5,{"$f":"IFERROR(IF(VLOOKUP(D184,Arkusz!A:H,5,FALSE)=0,IF(H184=\"Na zapytanie\",\"\",\"EUR\"),\"PLN\"),\"\")","v":"PLN"}]
[null,null,null,"F62-0014",{"$f":"IFERROR(VLOOKUP(D185,Arkusz!A:H,3,FALSE),\"Brak towaru\")","v":"Pole krosowe do boxu M 4xSC duplex"},{"$f":"IFERROR(VLOOKUP(D185,Arkusz!A:H,6,FALSE),\"-\")","v":"Cobi FO osprzęt"},0.0,{"$f":"IFERROR(IF(VLOOKUP(D185,Arkusz!A:K,5,FALSE)=0,(IF(VLOOKUP(D185,Arkusz!A:K,11,FALSE)=0,\"Na zapytanie\",VLOOKUP(D185,Arkusz!A:K,11,FALSE))),(VLOOKUP(D185,Arkusz!A:K,5,FALSE))),\"Na zapytanie\")","v":34.5},34.5,{"$f":"IFERROR(IF(VLOOKUP(D185,Arkusz!A:H,5,FALSE)=0,IF(H185=\"Na zapytanie\",\"\",\"EUR\"),\"PLN\"),\"\")","v":"PLN"}]
[null,null,null,"F62-0015",{"$f":"IFERROR(VLOOKUP(D186,Arkusz!A:H,3,FALSE),\"Brak towaru\")","v":"Pole krosowe 8xSC duplex/LC/quad "},{"$f":"IFERROR(VLOOKUP(D186,Arkusz!A:H,6,FALSE),\"-\")","v":"Cobi FO osprzęt"},0.0,{"$f":"IFERROR(IF(VLOOKUP(D186,Arkusz!A:K,5,FALSE)=0,(IF(VLOOKUP(D186,Arkusz!A:K,11,FALSE)=0,\"Na zapytanie\",VLOOKUP(D186,Arkusz!A:K,11,FALSE))),(VLOOKUP(D186,Arkusz!A:K,5,FALSE))),\"Na zapytanie\")","v":34.5},34.5,{"$f":"IFERROR(IF(VLOOKUP(D186,Arkusz!A:H,5,FALSE)=0,IF(H186=\"Na zapytanie\",\"\",\"EUR\"),\"PLN\"),\"\")","v":"PLN"}]
[null,null,"Zaślepki portów SC / LC"]
[null,null,null,"F61-0010",{"$f":"IFERROR(VLOOKUP(D188,Arkusz!A:H,3,FALSE),\"Brak towaru\")","v":"Zaślepka CobiCabling otworu SC simplex/LC duplex czarna"},{"$f":"IFERROR(VLOOKUP(D188,Arkusz!A:H,6,FALSE),\"-\")","v":"Cobi FO osprzęt"},0.0,{"$f":"IFERROR(IF(VLOOKUP(D188,Arkusz!A:K,5,FALSE)=0,(IF(VLOOKUP(D188,Arkusz!A:K,11,FALSE)=0,\"Na zapytanie\",VLOOKUP(D188,Arkusz!A:K,11,FALSE))),(VLOOKUP(D188,Arkusz!A:K,5,FALSE))),\"Na zapytanie\")","v":1},{"$f":"IFERROR(IF(H188=\"Na zapytanie\",\"\",H188*(1-G188)),\"\")","v":1},{"$f":"IFERROR(IF(VLOOKUP(D188,Arkusz!A:H,5,FALSE)=0,IF(H188=\"Na zapytanie\",\"\",\"EUR\"),\"PLN\"),\"\")","v":"PLN"}]
[null,null,null,"F61-0011",{"$f":"IFERROR(VLOOKUP(D189,Arkusz!A:H,3,FALSE),\"Brak towaru\")","v":"Zaślepka CobiCabling otworu SC duplex/LC quad czarna"},{"$f":"IFERROR(VLOOKUP(D189,Arkusz!A:H,6,FALSE),\"-\")","v":"Cobi FO osprzęt"},0.0,{"$f":"IFERROR(IF(VLOOKUP(D189,Arkusz!A:K,5,FALSE)=0,(IF(VLOOKUP(D189,Arkusz!A:K,11,FALSE)=0,\"Na zapytanie\",VLOOKUP(D189,Arkusz!A:K,11,FALSE))),(VLOOKUP(D189,Arkusz!A:K,5,FALSE))),\"Na zapytanie\")","v":1.8},1.8,{"$f":"IFERROR(IF(VLOOKUP(D189,Arkusz!A:H,5,FALSE)=0,IF(H189=\"Na zapytanie\",\"\",\"EUR\"),\"PLN\"),\"\")","v":"PLN"}]
[null,null,"Zaślepki portów SC / LC"]
[null,null,null,2021250.0,{"$f":"IFERROR(VLOOKUP(D191,Arkusz!A:H,3,FALSE),\"Brak towaru\")","v":"Przełącznica przemysłowa ODF-DIN"},{"$f":"IFERROR(VLOOKUP(D191,Arkusz!A:H,6,FALSE),\"-\")","v":"Cobi FO osprzęt"},0.0,{"$f":"IFERROR(IF(VLOOKUP(D191,Arkusz!A:K,5,FALSE)=0,(IF(VLOOKUP(D191,Arkusz!A:K,11,FALSE)=0,\"Na zapytanie\",VLOOKUP(D191,Arkusz!A:K,11,FALSE))),(VLOOKUP(D191,Arkusz!A:K,5,FALSE))),\"Na zapytanie\")","v":112.7},{"$f":"IFERROR(IF(H191=\"Na zapytanie\",\"\",H191*(1-G191)),\"\")","v":112.7},{"$f":"IFERROR(IF(VLOOKUP(D191,Arkusz!A:H,5,FALSE)=0,IF(H191=\"Na zapytanie\",\"\",\"EUR\"),\"PLN\"),\"\")","v":"PLN"}]
[null,null,null,2021254.0,{"$f":"IFERROR(VLOOKUP(D192,Arkusz!A:H,3,FALSE),\"Brak towaru\")","v":"Pole krosowe 6xSC duplex do przełącznicy ODF-DIN (montaż szyna TH-DIN lub naścienny - zaznaczyć przy zamówieniu)"},{"$f":"IFERROR(VLOOKUP(D192,Arkusz!A:H,6,FALSE),\"-\")","v":"Cobi FO osprzęt"},0.0,{"$f":"IFERROR(IF(VLOOKUP(D192,Arkusz!A:K,5,FALSE)=0,(IF(VLOOKUP(D192,Arkusz!A:K,11,FALSE)=0,\"Na zapytanie\",VLOOKUP(D192,Arkusz!A:K,11,FALSE))),(VLOOKUP(D192,Arkusz!A:K,5,FALSE))),\"Na zapytanie\")","v":23},23,{"$f":"IFERROR(IF(VLOOKUP(D192,Arkusz!A:H,5,FALSE)=0,IF(H192=\"Na zapytanie\",\"\",\"EUR\"),\"PLN\"),\"\")","v":"PLN"}]
[null,null,null,2021255.0,{"$f":"IFERROR(VLOOKUP(D193,Arkusz!A:H,3,FALSE),\"Brak towaru\")","v":"Pole krosowe 8xST simplex do przełącznicy ODF-DIN "},{"$f":"IFERROR(VLOOKUP(D193,Arkusz!A:H,6,FALSE),\"-\")","v":"Cobi FO osprzęt"},0.0,{"$f":"IFERROR(IF(VLOOKUP(D193,Arkusz!A:K,5,FALSE)=0,(IF(VLOOKUP(D193,Arkusz!A:K,11,FALSE)=0,\"Na zapytanie\",VLOOKUP(D193,Arkusz!A:K,11,FALSE))),(VLOOKUP(D193,Arkusz!A:K,5,FALSE))),\"Na zapytanie\")","v":16.1},16.1,{"$f":"IFERROR(IF(VLOOKUP(D193,Arkusz!A:H,5,FALSE)=0,IF(H193=\"Na zapytanie\",\"\",\"EUR\"),\"PLN\"),\"\")","v":"PLN"}]
[null,null,null,2021258.0,{"$f":"IFERROR(VLOOKUP(D194,Arkusz!A:H,3,FALSE),\"Brak towaru\")","v":"Pole krosowe 8xSC simplex do przełącznicy ODF-DIN"},{"$f":"IFERROR(VLOOKUP(D194,Arkusz!A:H,6,FALSE),\"-\")","v":"Cobi FO osprzęt"},0.0,{"$f":"IFERROR(IF(VLOOKUP(D194,Arkusz!A:K,5,FALSE)=0,(IF(VLOOKUP(D194,Arkusz!A:K,11,FALSE)=0,\"Na zapytanie\",VLOOKUP(D194,Arkusz!A:K,11,FALSE))),(VLOOKUP(D194,Arkusz!A:K,5,FALSE))),\"Na zapytanie\")","v":23},23,{"$f":"IFERROR(IF(VLOOKUP(D194,Arkusz!A:H,5,FALSE)=0,IF(H194=\"Na zapytanie\",\"\",\"EUR\"),\"PLN\"),\"\")","v":"PLN"}]
[null,null,null,2021069.0,{"$f":"IFERROR(VLOOKUP(D195,Arkusz!A:H,3,FALSE),\"Brak towaru\")","v":"Przełącznica, DIN mini 2 porty SC duplex  (montaż szyna TH-DIN lub naścienny - zaznaczyć przy zamówieniu)"},{"$f":"IFERROR(VLOOKUP(D195,Arkusz!A:H,6,FALSE),\"-\")","v":"Cobi FO osprzęt"},0.0,{"$f":"IFERROR(IF(VLOOKUP(D195,Arkusz!A:K,5,FALSE)=0,(IF(VLOOKUP(D195,Arkusz!A:K,11,FALSE)=0,\"Na zapytanie\",VLOOKUP(D195,Arkusz!A:K,11,FALSE))),(VLOOKUP(D195,Arkusz!A:K,5,FALSE))),\"Na zapytanie\")","v":87.4},87.4,{"$f":"IFERROR(IF(VLOOKUP(D195,Arkusz!A:H,5,FALSE)=0,IF(H195=\"Na zapytanie\",\"\",\"EUR\"),\"PLN\"),\"\")","v":"PLN"}]

{"sheet":"Szafy stojące","index":7,"n_rows":103,"n_cols":10,"rows_kept":103,"cut":false,"hidden":false,"merged":[[0,0,0,2]]}
["Kategoria produktu",null,null,"Numer katalogowy","Opis","Grupa rabatowa","Rabat","Cena katalogowa","Cena po rabacie","Waluta"]
["Szafy stojące"]
[null,"Szafy serwerowe CobiCabling 1200mm, kolor czarny RAL9005, panel wentylacyjny w zestawie"]
[null,null,null,"RC11-8242-P",{"$f":"IFERROR(VLOOKUP(D4,Arkusz!A:H,3,FALSE),\"Brak towaru\")","v":"Szafa CobiCabling 19\" 42U 800x1200mm, drzwi przednie perforowane 80%, drzwi tylne dwuskrzydłowe perforowane 80%, panel wentylacyjny 4-wentylatorowy z kablem zasilającym, kółka - 2 z blokadą, stopki, kpl. linek uziemienia, czarna RAL 9005"},{"$f":"IFERROR(VLOOKUP(D4,Arkusz!A:H,6,FALSE),\"-\")","v":"Cobi szafy"},0.0,{"$f":"IFERROR(IF(VLOOKUP(D4,Arkusz!A:K,5,FALSE)=0,(IF(VLOOKUP(D4,Arkusz!A:K,11,FALSE)=0,\"Na zapytanie\",VLOOKUP(D4,Arkusz!A:K,11,FALSE))),(VLOOKUP(D4,Arkusz!A:K,5,FALSE))),\"Na zapytanie\")","v":3965.22},{"$f":"IFERROR(IF(H4=\"Na zapytanie\",\"\",H4*(1-G4)),\"\")","v":3965.22},{"$f":"IFERROR(IF(VLOOKUP(D4,Arkusz!A:H,5,FALSE)=0,IF(H4=\"Na zapytanie\",\"\",\"EUR\"),\"PLN\"),\"\")","v":"PLN"}]
[null,"Szafy serwerowe CobiCabling 1000mm, kolor czarny RAL9005, panel wentylacyjny w zestawie"]
[null,null,null,"RC11-6127-P",{"$f":"IFERROR(VLOOKUP(D6,Arkusz!A:H,3,FALSE),\"Brak towaru\")","v":"Szafa CobiCabling 19\" 27U 600x1000mm, drzwi przednie perforowane 80%, drzwi tylne dwuskrzydłowe perforowane 80%, panel wentylacyjny 4-wentylatorowy z kablem zasilającym, kółka - 2 z blokadą, stopki, kpl. linek uziemienia, czarna RAL 9005"},{"$f":"IFERROR(VLOOKUP(D6,Arkusz!A:H,6,FALSE),\"-\")","v":"Cobi szafy"},0.0,{"$f":"IFERROR(IF(VLOOKUP(D6,Arkusz!A:K,5,FALSE)=0,(IF(VLOOKUP(D6,Arkusz!A:K,11,FALSE)=0,\"Na zapytanie\",VLOOKUP(D6,Arkusz!A:K,11,FALSE))),(VLOOKUP(D6,Arkusz!A:K,5,FALSE))),\"Na zapytanie\")","v":2149.03},{"$f":"IFERROR(IF(H6=\"Na zapytanie\",\"\",H6*(1-G6)),\"\")","v":2149.03},{"$f":"IFERROR(IF(VLOOKUP(D6,Arkusz!A:H,5,FALSE)=0,IF(H6=\"Na zapytanie\",\"\",\"EUR\"),\"PLN\"),\"\")","v":"PLN"}]
[null,null,null,"RC11-6142-P",{"$f":"IFERROR(VLOOKUP(D7,Arkusz!A:H,3,FALSE),\"Brak towaru\")","v":"Szafa CobiCabling 19\" 42U 600x1000mm, drzwi przednie perforowane 80%, drzwi tylne dwuskrzydłowe perforowane 80%, panel wentylacyjny 4-wentylatorowy z kablem zasilającym, kółka - 2 z blokadą, stopki, kpl. linek uziemienia, czarna RAL 9005"},{"$f":"IFERROR(VLOOKUP(D7,Arkusz!A:H,6,FALSE),\"-\")","v":"Cobi szafy"},0.0,{"$f":"IFERROR(IF(VLOOKUP(D7,Arkusz!A:K,5,FALSE)=0,(IF(VLOOKUP(D7,Arkusz!A:K,11,FALSE)=0,\"Na zapytanie\",VLOOKUP(D7,Arkusz!A:K,11,FALSE))),(VLOOKUP(D7,Arkusz!A:K,5,FALSE))),\"Na zapytanie\")","v":2982.85},2982.85,{"$f":"IFERROR(IF(VLOOKUP(D7,Arkusz!A:H,5,FALSE)=0,IF(H7=\"Na zapytanie\",\"\",\"EUR\"),\"PLN\"),\"\")","v":"PLN"}]
[null,null,null,"RC11-8142-P",{"$f":"IFERROR(VLOOKUP(D8,Arkusz!A:H,3,FALSE),\"Brak towaru\")","v":"Szafa CobiCabling 19\" 42U 800x1000mm, drzwi przednie perforowane 80%, drzwi tylne dwuskrzydłowe perforowane 80%, panel wentylacyjny 4-wentylatorowy z kablem zasilającym, kółka - 2 z blokadą, stopki, kpl. linek uziemienia, czarna RAL 9005"},{"$f":"IFERROR(VLOOKUP(D8,Arkusz!A:H,6,FALSE),\"-\")","v":"Cobi szafy"},0.0,{"$f":"IFERROR(IF(VLOOKUP(D8,Arkusz!A:K,5,FALSE)=0,(IF(VLOOKUP(D8,Arkusz!A:K,11,FALSE)=0,\"Na zapytanie\",VLOOKUP(D8,Arkusz!A:K,11,FALSE))),(VLOOKUP(D8,Arkusz!A:K,5,FALSE))),\"Na zapytanie\")","v":3542.84},3542.84,{"$f":"IFERROR(IF(VLOOKUP(D8,Arkusz!A:H,5,FALSE)=0,IF(H8=\"Na zapytanie\",\"\",\"EUR\"),\"PLN\"),\"\")","v":"PLN"}]
[null,null,null,"RC11-8142",{"$f":"IFERROR(VLOOKUP(D9,Arkusz!A:H,3,FALSE),\"Brak towaru\")","v":"Szafa CobiCabling 19\" 42U 800x1000mm, drzwi przednie przeszklone, drzwi tylne pełne, panel wentylacyjny 4-wentylatorowy z kablem zasilającym, kółka - 2 z blokadą, stopki, kpl. linek uziemienia, czarna RAL 9005"},{"$f":"IFERROR(VLOOKUP(D9,Arkusz!A:H,6,FALSE),\"-\")","v":"Cobi szafy"},0.0,{"$f":"IFERROR(IF(VLOOKUP(D9,Arkusz!A:K,5,FALSE)=0,(IF(VLOOKUP(D9,Arkusz!A:K,11,FALSE)=0,\"Na zapytanie\",VLOOKUP(D9,Arkusz!A:K,11,FALSE))),(VLOOKUP(D9,Arkusz!A:K,5,FALSE))),\"Na zapytanie\")","v":3231.2},3231.2,{"$f":"IFERROR(IF(VLOOKUP(D9,Arkusz!A:H,5,FALSE)=0,IF(H9=\"Na zapytanie\",\"\",\"EUR\"),\"PLN\"),\"\")","v":"PLN"}]
[null,"Szafy stojące CobiCabling 600 / 800mm, kolor czarny RAL9005, panel wentylacyjny w zestawie"]
[null,null,null,"RC11-6627",{"$f":"IFERROR(VLOOKUP(D11,Arkusz!A:H,3,FALSE),\"Brak towaru\")","v":"Szafa CobiCabling 19\" 27U 600x600mm, drzwi przednie przeszklone, drzwi tylne pełne, panel wentylacyjny 2-wentylatorowy z kablem zasilającym, kółka, stopki, kpl. linek uziemienia, czarna RAL 9005"},{"$f":"IFERROR(VLOOKUP(D11,Arkusz!A:H,6,FALSE),\"-\")","v":"Cobi szafy"},0.0,{"$f":"IFERROR(IF(VLOOKUP(D11,Arkusz!A:K,5,FALSE)=0,(IF(VLOOKUP(D11,Arkusz!A:K,11,FALSE)=0,\"Na zapytanie\",VLOOKUP(D11,Arkusz!A:K,11,FALSE))),(VLOOKUP(D11,Arkusz!A:K,5,FALSE))),\"Na zapytanie\")","v":1637.59},{"$f":"IFERROR(IF(H11=\"Na zapytanie\",\"\",H11*(1-G11)),\"\")","v":1637.59},{"$f":"IFERROR(IF(VLOOKUP(D11,Arkusz!A:H,5,FALSE)=0,IF(H11=\"Na zapytanie\",\"\",\"EUR\"),\"PLN\"),\"\")","v":"PLN"}]
[null,null,null,"RC11-6827",{"$f":"IFERROR(VLOOKUP(D12,Arkusz!A:H,3,FALSE),\"Brak towaru\")","v":"Szafa CobiCabling 19\" 27U 600x800mm, drzwi przednie przeszklone, drzwi tylne pełne, panel wentylacyjny 4-wentylatorowy z kablem zasilającym, kółka - 2 z blokadą, stopki, kpl. linek uziemienia, czarna RAL 9005"},{"$f":"IFERROR(VLOOKUP(D12,Arkusz!A:H,6,FALSE),\"-\")","v":"Cobi szafy"},0.0,{"$f":"IFERROR(IF(VLOOKUP(D12,Arkusz!A:K,5,FALSE)=0,(IF(VLOOKUP(D12,Arkusz!A:K,11,FALSE)=0,\"Na zapytanie\",VLOOKUP(D12,Arkusz!A:K,11,FALSE))),(VLOOKUP(D12,Arkusz!A:K,5,FALSE))),\"Na zapytanie\")","v":2029.97},2029.97,{"$f":"IFERROR(IF(VLOOKUP(D12,Arkusz!A:H,5,FALSE)=0,IF(H12=\"Na zapytanie\",\"\",\"EUR\"),\"PLN\"),\"\")","v":"PLN"}]
[null,null,null,"RC11-6642",{"$f":"IFERROR(VLOOKUP(D13,Arkusz!A:H,3,FALSE),\"Brak towaru\")","v":"Szafa CobiCabling 19\" 42U 600x600mm, drzwi przednie przeszklone, drzwi tylne pełne, panel wentylacyjny 2-wentylatorowy z kablem zasilającym, kółka, stopki, kpl. linek uziemienia, czarna RAL 9005"},{"$f":"IFERROR(VLOOKUP(D13,Arkusz!A:H,6,FALSE),\"-\")","v":"Cobi szafy"},0.0,{"$f":"IFERROR(IF(VLOOKUP(D13,Arkusz!A:K,5,FALSE)=0,(IF(VLOOKUP(D13,Arkusz!A:K,11,FALSE)=0,\"Na zapytanie\",VLOOKUP(D13,Arkusz!A:K,11,FALSE))),(VLOOKUP(D13,Arkusz!A:K,5,FALSE))),\"Na zapytanie\")","v":2064.02},2064.02,{"$f":"IFERROR(IF(VLOOKUP(D13,Arkusz!A:H,5,FALSE)=0,IF(H13=\"Na zapytanie\",\"\",\"EUR\"),\"PLN\"),\"\")","v":"PLN"}]
[null,null,null,"RC11-6842",{"$f":"IFERROR(VLOOKUP(D14,Arkusz!A:H,3,FALSE),\"Brak towaru\")","v":"Szafa CobiCabling 19\" 42U 600x800mm, drzwi przednie przeszklone, drzwi tylne pełne, panel wentylacyjny 4-wentylatorowy z kablem zasilającym, kółka - 2 z blokadą, stopki, kpl. linek uziemienia, czarna RAL 9005"},{"$f":"IFERROR(VLOOKUP(D14,Arkusz!A:H,6,FALSE),\"-\")","v":"Cobi szafy"},0.0,{"$f":"IFERROR(IF(VLOOKUP(D14,Arkusz!A:K,5,FALSE)=0,(IF(VLOOKUP(D14,Arkusz!A:K,11,FALSE)=0,\"Na zapytanie\",VLOOKUP(D14,Arkusz!A:K,11,FALSE))),(VLOOKUP(D14,Arkusz!A:K,5,FALSE))),\"Na zapytanie\")","v":2422.23},2422.23,{"$f":"IFERROR(IF(VLOOKUP(D14,Arkusz!A:H,5,FALSE)=0,IF(H14=\"Na zapytanie\",\"\",\"EUR\"),\"PLN\"),\"\")","v":"PLN"}]
[null,null,null,"RC11-8842",{"$f":"IFERROR(VLOOKUP(D15,Arkusz!A:H,3,FALSE),\"Brak towaru\")","v":"Szafa CobiCabling 19\" 42U 800x800mm, drzwi przednie przeszklone, drzwi tylne pełne, panel wentylacyjny 4-wentylatorowy z kablem zasilającym, kółka - 2 z blokadą, stopki, kpl. linek uziemienia, czarna RAL 9005"},{"$f":"IFERROR(VLOOKUP(D15,Arkusz!A:H,6,FALSE),\"-\")","v":"Cobi szafy"},0.0,{"$f":"IFERROR(IF(VLOOKUP(D15,Arkusz!A:K,5,FALSE)=0,(IF(VLOOKUP(D15,Arkusz!A:K,11,FALSE)=0,\"Na zapytanie\",VLOOKUP(D15,Arkusz!A:K,11,FALSE))),(VLOOKUP(D15,Arkusz!A:K,5,FALSE))),\"Na zapytanie\")","v":3019.03},3019.03,{"$f":"IFERROR(IF(VLOOKUP(D15,Arkusz!A:H,5,FALSE)=0,IF(H15=\"Na zapytanie\",\"\",\"EUR\"),\"PLN\"),\"\")","v":"PLN"}]
[null,"Szafy Tecnosteel ProgressServer 1000 / 1200mm, kolor szary RAL7035 lub czarny RAL9005 (z dopiskiem 'N') "]
[null,null,"Drzwi przednie przeszklone, osłona tylna i boczne metalowe, przepusty kablowe w płycie górnej i dolnej, cokół 100mm, obciążalność 1000kg"]
[null,null,null,"P6127",{"$f":"IFERROR(VLOOKUP(D18,Arkusz!A:H,3,FALSE),\"Brak towaru\")","v":"Szafa ProgressServer 19\" 27U 600x1000mm, drzwi przednie przeszklone, osłony tylna i boczne pełne, cokół 100mm, nośność 1000kg, szara RAL 7035"},{"$f":"IFERROR(VLOOKUP(D18,Arkusz!A:H,6,FALSE),\"-\")","v":"TECNOSTEEL"},0.0,{"$f":"IFERROR(IF(VLOOKUP(D18,Arkusz!A:K,5,FALSE)=0,(IF(VLOOKUP(D18,Arkusz!A:K,11,FALSE)=0,\"Na zapytanie\",VLOOKUP(D18,Arkusz!A:K,11,FALSE))),(VLOOKUP(D18,Arkusz!A:K,5,FALSE))),\"Na zapytanie\")","v":3057.09},{"$f":"IFERROR(IF(H18=\"Na zapytanie\",\"\",H18*(1-G18)),\"\")","v":3057.09},{"$f":"IFERROR(IF(VLOOKUP(D18,Arkusz!A:H,5,FALSE)=0,IF(H18=\"Na zapytanie\",\"\",\"EUR\"),\"PLN\"),\"\")","v":"PLN"}]
[null,null,null,"P6142",{"$f":"IFERROR(VLOOKUP(D19,Arkusz!A:H,3,FALSE),\"Brak towaru\")","v":"Szafa ProgressServer 19\" 42U 600x1000mm, drzwi przednie przeszklone, osłony tylna i boczne pełne, cokół 100mm, nośność 1000kg, szara RAL 7035"},{"$f":"IFERROR(VLOOKUP(D19,Arkusz!A:H,6,FALSE),\"-\")","v":"TECNOSTEEL"},0.0,{"$f":"IFERROR(IF(VLOOKUP(D19,Arkusz!A:K,5,FALSE)=0,(IF(VLOOKUP(D19,Arkusz!A:K,11,FALSE)=0,\"Na zapytanie\",VLOOKUP(D19,Arkusz!A:K,11,FALSE))),(VLOOKUP(D19,Arkusz!A:K,5,FALSE))),\"Na zapytanie\")","v":3890.04},3890.04,{"$f":"IFERROR(IF(VLOOKUP(D19,Arkusz!A:H,5,FALSE)=0,IF(H19=\"Na zapytanie\",\"\",\"EUR\"),\"PLN\"),\"\")","v":"PLN"}]
[null,null,null,"P6147",{"$f":"IFERROR(VLOOKUP(D20,Arkusz!A:H,3,FALSE),\"Brak towaru\")","v":"Szafa ProgressServer 19\" 47U 600x1000mm, drzwi przednie przeszklone, osłony tylna i boczne pełne, cokół 100mm, nośność 1000kg, szara RAL 7035"},{"$f":"IFERROR(VLOOKUP(D20,Arkusz!A:H,6,FALSE),\"-\")","v":"TECNOSTEEL"},0.0,{"$f":"IFERROR(IF(VLOOKUP(D20,Arkusz!A:K,5,FALSE)=0,(IF(VLOOKUP(D20,Arkusz!A:K,11,FALSE)=0,\"Na zapytanie\",VLOOKUP(D20,Arkusz!A:K,11,FALSE))),(VLOOKUP(D20,Arkusz!A:K,5,FALSE))),\"Na zapytanie\")","v":4820.46},4820.46,{"$f":"IFERROR(IF(VLOOKUP(D20,Arkusz!A:H,5,FALSE)=0,IF(H20=\"Na zapytanie\",\"\",\"EUR\"),\"PLN\"),\"\")","v":"PLN"}]
[null,null,null,"P8127",{"$f":"IFERROR(VLOOKUP(D21,Arkusz!A:H,3,FALSE),\"Brak towaru\")","v":"Szafa ProgressServer 19\" 27U 800x1000mm, drzwi przednie przeszklone, osłony tylna i boczne pełne, cokół 100mm, nośność 1000kg, szara RAL 7035"},{"$f":"IFERROR(VLOOKUP(D21,Arkusz!A:H,6,FALSE),\"-\")","v":"TECNOSTEEL"},0.0,{"$f":"IFERROR(IF(VLOOKUP(D21,Arkusz!A:K,5,FALSE)=0,(IF(VLOOKUP(D21,Arkusz!A:K,11,FALSE)=0,\"Na zapytanie\",VLOOKUP(D21,Arkusz!A:K,11,FALSE))),(VLOOKUP(D21,Arkusz!A:K,5,FALSE))),\"Na zapytanie\")","v":3433.25},3433.25,{"$f":"IFERROR(IF(VLOOKUP(D21,Arkusz!A:H,5,FALSE)=0,IF(H21=\"Na zapytanie\",\"\",\"EUR\"),\"PLN\"),\"\")","v":"PLN"}]
[null,null,null,"P8138",{"$f":"IFERROR(VLOOKUP(D22,Arkusz!A:H,3,FALSE),\"Brak towaru\")","v":"Szafa ProgressServer 19\" 38U 800x1000mm, drzwi przednie przeszklone, osłony tylna i boczne pełne, cokół 100mm, nośność 1000kg, szara RAL 7035"},{"$f":"IFERROR(VLOOKUP(D22,Arkusz!A:H,6,FALSE),\"-\")","v":"TECNOSTEEL"},0.0,{"$f":"IFERROR(IF(VLOOKUP(D22,Arkusz!A:K,5,FALSE)=0,(IF(VLOOKUP(D22,Arkusz!A:K,11,FALSE)=0,\"Na zapytanie\",VLOOKUP(D22,Arkusz!A:K,11,FALSE))),(VLOOKUP(D22,Arkusz!A:K,5,FALSE))),\"Na zapytanie\")","v":4040.68},4040.68,{"$f":"IFERROR(IF(VLOOKUP(D22,Arkusz!A:H,5,FALSE)=0,IF(H22=\"Na zapytanie\",\"\",\"EUR\"),\"PLN\"),\"\")","v":"PLN"}]
[null,null,null,"P8142",{"$f":"IFERROR(VLOOKUP(D23,Arkusz!A:H,3,FALSE),\"Brak towaru\")","v":"Szafa ProgressServer 19\" 42U 800x1000mm, drzwi przednie przeszklone, osłony tylna i boczne pełne, cokół 100mm, nośność 1000kg, szara RAL 7035"},{"$f":"IFERROR(VLOOKUP(D23,Arkusz!A:H,6,FALSE),\"-\")","v":"TECNOSTEEL"},0.0,{"$f":"IFERROR(IF(VLOOKUP(D23,Arkusz!A:K,5,FALSE)=0,(IF(VLOOKUP(D23,Arkusz!A:K,11,FALSE)=0,\"Na zapytanie\",VLOOKUP(D23,Arkusz!A:K,11,FALSE))),(VLOOKUP(D23,Arkusz!A:K,5,FALSE))),\"Na zapytanie\")","v":4067.26},4067.26,{"$f":"IFERROR(IF(VLOOKUP(D23,Arkusz!A:H,5,FALSE)=0,IF(H23=\"Na zapytanie\",\"\",\"EUR\"),\"PLN\"),\"\")","v":"PLN"}]
[null,null,null,"P8147",{"$f":"IFERROR(VLOOKUP(D24,Arkusz!A:H,3,FALSE),\"Brak towaru\")","v":"Szafa ProgressServer 19\" 47U 800x1000mm, drzwi przednie przeszklone, osłony tylna i boczne pełne, cokół 100mm, nośność 1000kg, szara RAL 7035"},{"$f":"IFERROR(VLOOKUP(D24,Arkusz!A:H,6,FALSE),\"-\")","v":"TECNOSTEEL"},0.0,{"$f":"IFERROR(IF(VLOOKUP(D24,Arkusz!A:K,5,FALSE)=0,(IF(VLOOKUP(D24,Arkusz!A:K,11,FALSE)=0,\"Na zapytanie\",VLOOKUP(D24,Arkusz!A:K,11,FALSE))),(VLOOKUP(D24,Arkusz!A:K,5,FALSE))),\"Na zapytanie\")","v":4997.69},4997.69,{"$f":"IFERROR(IF(VLOOKUP(D24,Arkusz!A:H,5,FALSE)=0,IF(H24=\"Na zapytanie\",\"\",\"EUR\"),\"PLN\"),\"\")","v":"PLN"}]
[null,null,null,"P6242",{"$f":"IFERROR(VLOOKUP(D25,Arkusz!A:H,3,FALSE),\"Brak towaru\")","v":"Szafa ProgressServer 19\" 42U 600x1200mm, drzwi przednie przeszklone, osłony tylna i boczne pełne, cokół 100mm, nośność 1000kg, szara RAL 7035"},{"$f":"IFERROR(VLOOKUP(D25,Arkusz!A:H,6,FALSE),\"-\")","v":"TECNOSTEEL"},0.0,{"$f":"IFERROR(IF(VLOOKUP(D25,Arkusz!A:K,5,FALSE)=0,(IF(VLOOKUP(D25,Arkusz!A:K,11,FALSE)=0,\"Na zapytanie\",VLOOKUP(D25,Arkusz!A:K,11,FALSE))),(VLOOKUP(D25,Arkusz!A:K,5,FALSE))),\"Na zapytanie\")","v":"Na zapytanie"},"",{"$f":"IFERROR(IF(VLOOKUP(D25,Arkusz!A:H,5,FALSE)=0,IF(H25=\"Na zapytanie\",\"\",\"EUR\"),\"PLN\"),\"\")","v":""}]
[null,null,null,"P8242",{"$f":"IFERROR(VLOOKUP(D26,Arkusz!A:H,3,FALSE),\"Brak towaru\")","v":"Szafa ProgressServer 19\" 42U 800x1200mm, drzwi przednie przeszklone, osłony tylna i boczne pełne, cokół 100mm, nośność 1000kg, szara RAL 7035"},{"$f":"IFERROR(VLOOKUP(D26,Arkusz!A:H,6,FALSE),\"-\")","v":"TECNOSTEEL"},0.0,{"$f":"IFERROR(IF(VLOOKUP(D26,Arkusz!A:K,5,FALSE)=0,(IF(VLOOKUP(D26,Arkusz!A:K,11,FALSE)=0,\"Na zapytanie\",VLOOKUP(D26,Arkusz!A:K,11,FALSE))),(VLOOKUP(D26,Arkusz!A:K,5,FALSE))),\"Na zapytanie\")","v":"Na zapytanie"},"",{"$f":"IFERROR(IF(VLOOKUP(D26,Arkusz!A:H,5,FALSE)=0,IF(H26=\"Na zapytanie\",\"\",\"EUR\"),\"PLN\"),\"\")","v":""}]
[null,null,null,"P6247",{"$f":"IFERROR(VLOOKUP(D27,Arkusz!A:H,3,FALSE),\"Brak towaru\")","v":"Szafa ProgressServer 19\" 47U 600x1200mm, drzwi przednie przeszklone, osłony tylna i boczne pełne, cokół 100mm, nośność 1000kg, szara RAL 7035"},{"$f":"IFERROR(VLOOKUP(D27,Arkusz!A:H,6,FALSE),\"-\")","v":"TECNOSTEEL"},0.0,{"$f":"IFERROR(IF(VLOOKUP(D27,Arkusz!A:K,5,FALSE)=0,(IF(VLOOKUP(D27,Arkusz!A:K,11,FALSE)=0,\"Na zapytanie\",VLOOKUP(D27,Arkusz!A:K,11,FALSE))),(VLOOKUP(D27,Arkusz!A:K,5,FALSE))),\"Na zapytanie\")","v":"Na zapytanie"},"",{"$f":"IFERROR(IF(VLOOKUP(D27,Arkusz!A:H,5,FALSE)=0,IF(H27=\"Na zapytanie\",\"\",\"EUR\"),\"PLN\"),\"\")","v":""}]
[null,null,null,"P8247",{"$f":"IFERROR(VLOOKUP(D28,Arkusz!A:H,3,FALSE),\"Brak towaru\")","v":"Szafa ProgressServer 19\" 47U 800x1200mm, drzwi przednie przeszklone, osłony tylna i boczne pełne, cokół 100mm, nośność 1000kg, szara RAL 7035"},{"$f":"IFERROR(VLOOKUP(D28,Arkusz!A:H,6,FALSE),\"-\")","v":"TECNOSTEEL"},0.0,{"$f":"IFERROR(IF(VLOOKUP(D28,Arkusz!A:K,5,FALSE)=0,(IF(VLOOKUP(D28,Arkusz!A:K,11,FALSE)=0,\"Na zapytanie\",VLOOKUP(D28,Arkusz!A:K,11,FALSE))),(VLOOKUP(D28,Arkusz!A:K,5,FALSE))),\"Na zapytanie\")","v":"Na zapytanie"},"",{"$f":"IFERROR(IF(VLOOKUP(D28,Arkusz!A:H,5,FALSE)=0,IF(H28=\"Na zapytanie\",\"\",\"EUR\"),\"PLN\"),\"\")","v":""}]
[null,null,"Drzwi przednie i tylne perforowane, osłony boczne metalowe, przepusty kablowe w płycie górnej i dolnej, cokół 100mm, obciążalność 1000kg"]
[null,null,null,"P6142AP75",{"$f":"IFERROR(VLOOKUP(D30,Arkusz!A:H,3,FALSE),\"Brak towaru\")","v":"Szafa ProgressServer 19\" 42U 600x1000, drzwi przednie i tylne perforowane 75%, osłony boczne pełne, szafa z cokołem 100mm, kolor szary RAL 7035"},{"$f":"IFERROR(VLOOKUP(D30,Arkusz!A:H,6,FALSE),\"-\")","v":"TECNOSTEEL"},0.0,{"$f":"IFERROR(IF(VLOOKUP(D30,Arkusz!A:K,5,FALSE)=0,(IF(VLOOKUP(D30,Arkusz!A:K,11,FALSE)=0,\"Na zapytanie\",VLOOKUP(D30,Arkusz!A:K,11,FALSE))),(VLOOKUP(D30,Arkusz!A:K,5,FALSE))),\"Na zapytanie\")","v":4369.98},{"$f":"IFERROR(IF(H30=\"Na zapytanie\",\"\",H30*(1-G30)),\"\")","v":4369.98},{"$f":"IFERROR(IF(VLOOKUP(D30,Arkusz!A:H,5,FALSE)=0,IF(H30=\"Na zapytanie\",\"\",\"EUR\"),\"PLN\"),\"\")","v":"PLN"}]
[null,null,null,"P6147AP75",{"$f":"IFERROR(VLOOKUP(D31,Arkusz!A:H,3,FALSE),\"Brak towaru\")","v":"Szafa ProgressServer 19\" 47U 600x1000, drzwi przednie i tylne perforowane 75%, osłony boczne pełne, szafa z cokołem 100mm, kolor szary RAL 7035"},{"$f":"IFERROR(VLOOKUP(D31,Arkusz!A:H,6,FALSE),\"-\")","v":"TECNOSTEEL"},0.0,{"$f":"IFERROR(IF(VLOOKUP(D31,Arkusz!A:K,5,FALSE)=0,(IF(VLOOKUP(D31,Arkusz!A:K,11,FALSE)=0,\"Na zapytanie\",VLOOKUP(D31,Arkusz!A:K,11,FALSE))),(VLOOKUP(D31,Arkusz!A:K,5,FALSE))),\"Na zapytanie\")","v":5409.86},5409.86,{"$f":"IFERROR(IF(VLOOKUP(D31,Arkusz!A:H,5,FALSE)=0,IF(H31=\"Na zapytanie\",\"\",\"EUR\"),\"PLN\"),\"\")","v":"PLN"}]
[null,null,null,"P8142AP75",{"$f":"IFERROR(VLOOKUP(D32,Arkusz!A:H,3,FALSE),\"Brak towaru\")","v":"Szafa ProgressServer 19\" 42U 800x1000mm, drzwi przednie i tylne perforowane 75%, osłony boczne pełne, cokół 100mm, nośność 1000kg, szara RAL 7035"},{"$f":"IFERROR(VLOOKUP(D32,Arkusz!A:H,6,FALSE),\"-\")","v":"TECNOSTEEL"},0.0,{"$f":"IFERROR(IF(VLOOKUP(D32,Arkusz!A:K,5,FALSE)=0,(IF(VLOOKUP(D32,Arkusz!A:K,11,FALSE)=0,\"Na zapytanie\",VLOOKUP(D32,Arkusz!A:K,11,FALSE))),(VLOOKUP(D32,Arkusz!A:K,5,FALSE))),\"Na zapytanie\")","v":4575.79},4575.79,{"$f":"IFERROR(IF(VLOOKUP(D32,Arkusz!A:H,5,FALSE)=0,IF(H32=\"Na zapytanie\",\"\",\"EUR\"),\"PLN\"),\"\")","v":"PLN"}]
[null,null,null,"P8147AP75",{"$f":"IFERROR(VLOOKUP(D33,Arkusz!A:H,3,FALSE),\"Brak towaru\")","v":"Szafa ProgressServer 19\" 47U 800x1000mm, drzwi przednie i tylne perforowane 75%, osłony boczne pełne, cokół 100mm, nośność 1000kg, szara RAL 7035"},{"$f":"IFERROR(VLOOKUP(D33,Arkusz!A:H,6,FALSE),\"-\")","v":"TECNOSTEEL"},0.0,{"$f":"IFERROR(IF(VLOOKUP(D33,Arkusz!A:K,5,FALSE)=0,(IF(VLOOKUP(D33,Arkusz!A:K,11,FALSE)=0,\"Na zapytanie\",VLOOKUP(D33,Arkusz!A:K,11,FALSE))),(VLOOKUP(D33,Arkusz!A:K,5,FALSE))),\"Na zapytanie\")","v":5535.71},5535.71,{"$f":"IFERROR(IF(VLOOKUP(D33,Arkusz!A:H,5,FALSE)=0,IF(H33=\"Na zapytanie\",\"\",\"EUR\"),\"PLN\"),\"\")","v":"PLN"}]
[null,null,null,"P6142A2P75",{"$f":"IFERROR(VLOOKUP(D34,Arkusz!A:H,3,FALSE),\"Brak towaru\")","v":"Szafa ProgressServer 19\" 42U 600x1000, drzwi przednie pojedyncze i tylne podwójne, perforowane 75%, osłony boczne pełne, szafa z cokołem 100mm, kolor szary RAL 7035"},{"$f":"IFERROR(VLOOKUP(D34,Arkusz!A:H,6,FALSE),\"-\")","v":"TECNOSTEEL"},0.0,{"$f":"IFERROR(IF(VLOOKUP(D34,Arkusz!A:K,5,FALSE)=0,(IF(VLOOKUP(D34,Arkusz!A:K,11,FALSE)=0,\"Na zapytanie\",VLOOKUP(D34,Arkusz!A:K,11,FALSE))),(VLOOKUP(D34,Arkusz!A:K,5,FALSE))),\"Na zapytanie\")","v":5537.32},5537.32,{"$f":"IFERROR(IF(VLOOKUP(D34,Arkusz!A:H,5,FALSE)=0,IF(H34=\"Na zapytanie\",\"\",\"EUR\"),\"PLN\"),\"\")","v":"PLN"}]
[null,null,null,"P6147A2P75",{"$f":"IFERROR(VLOOKUP(D35,Arkusz!A:H,3,FALSE),\"Brak towaru\")","v":"Szafa ProgressServer 19\" 47U 600x1000, drzwi przednie pojedyncze i tylne podwójne, perforowane 75%, osłony boczne pełne, szafa z cokołem 100mm, kolor szary RAL 7035"},{"$f":"IFERROR(VLOOKUP(D35,Arkusz!A:H,6,FALSE),\"-\")","v":"TECNOSTEEL"},0.0,{"$f":"IFERROR(IF(VLOOKUP(D35,Arkusz!A:K,5,FALSE)=0,(IF(VLOOKUP(D35,Arkusz!A:K,11,FALSE)=0,\"Na zapytanie\",VLOOKUP(D35,Arkusz!A:K,11,FALSE))),(VLOOKUP(D35,Arkusz!A:K,5,FALSE))),\"Na zapytanie\")","v":6603.03},6603.03,{"$f":"IFERROR(IF(VLOOKUP(D35,Arkusz!A:H,5,FALSE)=0,IF(H35=\"Na zapytanie\",\"\",\"EUR\"),\"PLN\"),\"\")","v":"PLN"}]
[null,null,null,"P8142A2P75",{"$f":"IFERROR(VLOOKUP(D36,Arkusz!A:H,3,FALSE),\"Brak towaru\")","v":"Szafa ProgressServer 19\" 42U 800x1000mm, drzwi przednie pojedyncze i tylne podwójne perforowane 75%, osłony boczne pełne, cokół 100mm, nośność 1000kg, szara RAL 7035"},{"$f":"IFERROR(VLOOKUP(D36,Arkusz!A:H,6,FALSE),\"-\")","v":"TECNOSTEEL"},0.0,{"$f":"IFERROR(IF(VLOOKUP(D36,Arkusz!A:K,5,FALSE)=0,(IF(VLOOKUP(D36,Arkusz!A:K,11,FALSE)=0,\"Na zapytanie\",VLOOKUP(D36,Arkusz!A:K,11,FALSE))),(VLOOKUP(D36,Arkusz!A:K,5,FALSE))),\"Na zapytanie\")","v":5973.05},5973.05,{"$f":"IFERROR(IF(VLOOKUP(D36,Arkusz!A:H,5,FALSE)=0,IF(H36=\"Na zapytanie\",\"\",\"EUR\"),\"PLN\"),\"\")","v":"PLN"}]
[null,null,null,"P8147A2P75",{"$f":"IFERROR(VLOOKUP(D37,Arkusz!A:H,3,FALSE),\"Brak towaru\")","v":"Szafa ProgressServer 19\" 47U 800x1000mm, drzwi przednie pojedyncze i tylne podwójne perforowane 75%, osłony boczne pełne, cokół 100mm, nośność 1000kg, szara RAL 7035"},{"$f":"IFERROR(VLOOKUP(D37,Arkusz!A:H,6,FALSE),\"-\")","v":"TECNOSTEEL"},0.0,{"$f":"IFERROR(IF(VLOOKUP(D37,Arkusz!A:K,5,FALSE)=0,(IF(VLOOKUP(D37,Arkusz!A:K,11,FALSE)=0,\"Na zapytanie\",VLOOKUP(D37,Arkusz!A:K,11,FALSE))),(VLOOKUP(D37,Arkusz!A:K,5,FALSE))),\"Na zapytanie\")","v":7096.78},7096.78,{"$f":"IFERROR(IF(VLOOKUP(D37,Arkusz!A:H,5,FALSE)=0,IF(H37=\"Na zapytanie\",\"\",\"EUR\"),\"PLN\"),\"\")","v":"PLN"}]
[null,null,null,"P6242AP75",{"$f":"IFERROR(VLOOKUP(D38,Arkusz!A:H,3,FALSE),\"Brak towaru\")","v":"Szafa ProgressServer 19\" 42U 600x1200mm, drzwi przednie i tylne perforowane 75%, osłony boczne pełne, cokół 100mm, nośność 1000kg, szara RAL 7035"},{"$f":"IFERROR(VLOOKUP(D38,Arkusz!A:H,6,FALSE),\"-\")","v":"TECNOSTEEL"},0.0,{"$f":"IFERROR(IF(VLOOKUP(D38,Arkusz!A:K,5,FALSE)=0,(IF(VLOOKUP(D38,Arkusz!A:K,11,FALSE)=0,\"Na zapytanie\",VLOOKUP(D38,Arkusz!A:K,11,FALSE))),(VLOOKUP(D38,Arkusz!A:K,5,FALSE))),\"Na zapytanie\")","v":"Na zapytanie"},"",{"$f":"IFERROR(IF(VLOOKUP(D38,Arkusz!A:H,5,FALSE)=0,IF(H38=\"Na zapytanie\",\"\",\"EUR\"),\"PLN\"),\"\")","v":""}]
[null,null,null,"P6247AP75",{"$f":"IFERROR(VLOOKUP(D39,Arkusz!A:H,3,FALSE),\"Brak towaru\")","v":"Szafa ProgressServer 19\" 47U 600x1200mm, drzwi przednie i tylne perforowane 75%, osłony boczne pełne, cokół 100mm, nośność 1000kg, szara RAL 7035"},{"$f":"IFERROR(VLOOKUP(D39,Arkusz!A:H,6,FALSE),\"-\")","v":"TECNOSTEEL"},0.0,{"$f":"IFERROR(IF(VLOOKUP(D39,Arkusz!A:K,5,FALSE)=0,(IF(VLOOKUP(D39,Arkusz!A:K,11,FALSE)=0,\"Na zapytanie\",VLOOKUP(D39,Arkusz!A:K,11,FALSE))),(VLOOKUP(D39,Arkusz!A:K,5,FALSE))),\"Na zapytanie\")","v":"Na zapytanie"},"",{"$f":"IFERROR(IF(VLOOKUP(D39,Arkusz!A:H,5,FALSE)=0,IF(H39=\"Na zapytanie\",\"\",\"EUR\"),\"PLN\"),\"\")","v":""}]
[null,null,null,"P8242AP75",{"$f":"IFERROR(VLOOKUP(D40,Arkusz!A:H,3,FALSE),\"Brak towaru\")","v":"Szafa ProgressServer 19\" 42U 800x1200mm, drzwi przednie i tylne perforowane 75%, osłony boczne pełne, cokół 100mm, nośność 1000kg, szara RAL 7035"},{"$f":"IFERROR(VLOOKUP(D40,Arkusz!A:H,6,FALSE),\"-\")","v":"TECNOSTEEL"},0.0,{"$f":"IFERROR(IF(VLOOKUP(D40,Arkusz!A:K,5,FALSE)=0,(IF(VLOOKUP(D40,Arkusz!A:K,11,FALSE)=0,\"Na zapytanie\",VLOOKUP(D40,Arkusz!A:K,11,FALSE))),(VLOOKUP(D40,Arkusz!A:K,5,FALSE))),\"Na zapytanie\")","v":"Na zapytanie"},"",{"$f":"IFERROR(IF(VLOOKUP(D40,Arkusz!A:H,5,FALSE)=0,IF(H40=\"Na zapytanie\",\"\",\"EUR\"),\"PLN\"),\"\")","v":""}]
[null,null,null,"P8247AP75",{"$f":"IFERROR(VLOOKUP(D41,Arkusz!A:H,3,FALSE),\"Brak towaru\")","v":"Szafa ProgressServer 19\" 47U 800x1200mm, drzwi przednie i tylne perforowane 75%, osłony boczne pełne, cokół 100mm, nośność 1000kg, szara RAL 7035"},{"$f":"IFERROR(VLOOKUP(D41,Arkusz!A:H,6,FALSE),\"-\")","v":"TECNOSTEEL"},0.0,{"$f":"IFERROR(IF(VLOOKUP(D41,Arkusz!A:K,5,FALSE)=0,(IF(VLOOKUP(D41,Arkusz!A:K,11,FALSE)=0,\"Na zapytanie\",VLOOKUP(D41,Arkusz!A:K,11,FALSE))),(VLOOKUP(D41,Arkusz!A:K,5,FALSE))),\"Na zapytanie\")","v":"Na zapytanie"},"",{"$f":"IFERROR(IF(VLOOKUP(D41,Arkusz!A:H,5,FALSE)=0,IF(H41=\"Na zapytanie\",\"\",\"EUR\"),\"PLN\"),\"\")","v":""}]
[null,null,null,"P6242A2P75",{"$f":"IFERROR(VLOOKUP(D42,Arkusz!A:H,3,FALSE),\"Brak towaru\")","v":"Szafa ProgressServer 19\" 42U 600x1200mm, drzwi przednie pojedyncze i tylne podwójne perforowane 75%, osłony boczne pełne, cokół 100mm, nośność 1000kg, szara RAL 7035"},{"$f":"IFERROR(VLOOKUP(D42,Arkusz!A:H,6,FALSE),\"-\")","v":"TECNOSTEEL"},0.0,{"$f":"IFERROR(IF(VLOOKUP(D42,Arkusz!A:K,5,FALSE)=0,(IF(VLOOKUP(D42,Arkusz!A:K,11,FALSE)=0,\"Na zapytanie\",VLOOKUP(D42,Arkusz!A:K,11,FALSE))),(VLOOKUP(D42,Arkusz!A:K,5,FALSE))),\"Na zapytanie\")","v":"Na zapytanie"},"",{"$f":"IFERROR(IF(VLOOKUP(D42,Arkusz!A:H,5,FALSE)=0,IF(H42=\"Na zapytanie\",\"\",\"EUR\"),\"PLN\"),\"\")","v":""}]
[null,null,null,"P6247A2P75",{"$f":"IFERROR(VLOOKUP(D43,Arkusz!A:H,3,FALSE),\"Brak towaru\")","v":"Szafa ProgressServer 19\" 47U 600x1200mm, drzwi przednie pojedyncze i tylne podwójne perforowane 75%, osłony boczne pełne, cokół 100mm, nośność 1000kg, szara RAL 7035"},{"$f":"IFERROR(VLOOKUP(D43,Arkusz!A:H,6,FALSE),\"-\")","v":"TECNOSTEEL"},0.0,{"$f":"IFERROR(IF(VLOOKUP(D43,Arkusz!A:K,5,FALSE)=0,(IF(VLOOKUP(D43,Arkusz!A:K,11,FALSE)=0,\"Na zapytanie\",VLOOKUP(D43,Arkusz!A:K,11,FALSE))),(VLOOKUP(D43,Arkusz!A:K,5,FALSE))),\"Na zapytanie\")","v":"Na zapytanie"},"",{"$f":"IFERROR(IF(VLOOKUP(D43,Arkusz!A:H,5,FALSE)=0,IF(H43=\"Na zapytanie\",\"\",\"EUR\"),\"PLN\"),\"\")","v":""}]
[null,null,null,"P8242A2P75",{"$f":"IFERROR(VLOOKUP(D44,Arkusz!A:H,3,FALSE),\"Brak towaru\")","v":"Szafa ProgressServer 19\" 42U 800x1200mm, drzwi przednie pojedyncze i tylne podwójne perforowane 75%, osłony boczne pełne, cokół 100mm, nośność 1000kg, szara RAL 7035"},{"$f":"IFERROR(VLOOKUP(D44,Arkusz!A:H,6,FALSE),\"-\")","v":"TECNOSTEEL"},0.0,{"$f":"IFERROR(IF(VLOOKUP(D44,Arkusz!A:K,5,FALSE)=0,(IF(VLOOKUP(D44,Arkusz!A:K,11,FALSE)=0,\"Na zapytanie\",VLOOKUP(D44,Arkusz!A:K,11,FALSE))),(VLOOKUP(D44,Arkusz!A:K,5,FALSE))),\"Na zapytanie\")","v":"Na zapytanie"},"",{"$f":"IFERROR(IF(VLOOKUP(D44,Arkusz!A:H,5,FALSE)=0,IF(H44=\"Na zapytanie\",\"\",\"EUR\"),\"PLN\"),\"\")","v":""}]
[null,null,null,"P8247A2P75",{"$f":"IFERROR(VLOOKUP(D45,Arkusz!A:H,3,FALSE),\"Brak towaru\")","v":"Szafa ProgressServer 19\" 47U 800x1200mm, drzwi przednie pojedyncze i tylne podwójne perforowane 75%, osłony boczne pełne, cokół 100mm, nośność 1000kg, szara RAL 7035"},{"$f":"IFERROR(VLOOKUP(D45,Arkusz!A:H,6,FALSE),\"-\")","v":"TECNOSTEEL"},0.0,{"$f":"IFERROR(IF(VLOOKUP(D45,Arkusz!A:K,5,FALSE)=0,(IF(VLOOKUP(D45,Arkusz!A:K,11,FALSE)=0,\"Na zapytanie\",VLOOKUP(D45,Arkusz!A:K,11,FALSE))),(VLOOKUP(D45,Arkusz!A:K,5,FALSE))),\"Na zapytanie\")","v":"Na zapytanie"},"",{"$f":"IFERROR(IF(VLOOKUP(D45,Arkusz!A:H,5,FALSE)=0,IF(H45=\"Na zapytanie\",\"\",\"EUR\"),\"PLN\"),\"\")","v":""}]
[null,null,"Open Frame, bez drzwi i osłon, przepusty kablowe w płycie górnej i dolnej, cokół 100mm, obciążalność 1000kg"]
[null,null,null,"P6127 OF",{"$f":"IFERROR(VLOOKUP(D47,Arkusz!A:H,3,FALSE),\"Brak towaru\")","v":"Szafa ProgressServer Open Frame 19\" 27U 600x1000mm, bez drzwi i osłon, cokół 100mm, nośność 1000kg, szara RAL 7035"},{"$f":"IFERROR(VLOOKUP(D47,Arkusz!A:H,6,FALSE),\"-\")","v":"TECNOSTEEL"},0.0,{"$f":"IFERROR(IF(VLOOKUP(D47,Arkusz!A:K,5,FALSE)=0,(IF(VLOOKUP(D47,Arkusz!A:K,11,FALSE)=0,\"Na zapytanie\",VLOOKUP(D47,Arkusz!A:K,11,FALSE))),(VLOOKUP(D47,Arkusz!A:K,5,FALSE))),\"Na zapytanie\")","v":2398.47},{"$f":"IFERROR(IF(H47=\"Na zapytanie\",\"\",H47*(1-G47)),\"\")","v":2398.47},{"$f":"IFERROR(IF(VLOOKUP(D47,Arkusz!A:H,5,FALSE)=0,IF(H47=\"Na zapytanie\",\"\",\"EUR\"),\"PLN\"),\"\")","v":"PLN"}]
[null,null,null,"P6142 OF",{"$f":"IFERROR(VLOOKUP(D48,Arkusz!A:H,3,FALSE),\"Brak towaru\")","v":"Szafa ProgressServer Open Frame 19\" 42U 600x1000mm, bez drzwi i osłon, cokół 100mm, nośność 1000kg, szara RAL 7035"},{"$f":"IFERROR(VLOOKUP(D48,Arkusz!A:H,6,FALSE),\"-\")","v":"TECNOSTEEL"},0.0,{"$f":"IFERROR(IF(VLOOKUP(D48,Arkusz!A:K,5,FALSE)=0,(IF(VLOOKUP(D48,Arkusz!A:K,11,FALSE)=0,\"Na zapytanie\",VLOOKUP(D48,Arkusz!A:K,11,FALSE))),(VLOOKUP(D48,Arkusz!A:K,5,FALSE))),\"Na zapytanie\")","v":2583.65},2583.65,{"$f":"IFERROR(IF(VLOOKUP(D48,Arkusz!A:H,5,FALSE)=0,IF(H48=\"Na zapytanie\",\"\",\"EUR\"),\"PLN\"),\"\")","v":"PLN"}]
[null,null,null,"P6147 OF",{"$f":"IFERROR(VLOOKUP(D49,Arkusz!A:H,3,FALSE),\"Brak towaru\")","v":"Szafa ProgressServer Open Frame 19\" 47U 600x1000mm, bez drzwi i osłon, cokół 100mm, nośność 1000kg, szara RAL 7035"},{"$f":"IFERROR(VLOOKUP(D49,Arkusz!A:H,6,FALSE),\"-\")","v":"TECNOSTEEL"},0.0,{"$f":"IFERROR(IF(VLOOKUP(D49,Arkusz!A:K,5,FALSE)=0,(IF(VLOOKUP(D49,Arkusz!A:K,11,FALSE)=0,\"Na zapytanie\",VLOOKUP(D49,Arkusz!A:K,11,FALSE))),(VLOOKUP(D49,Arkusz!A:K,5,FALSE))),\"Na zapytanie\")","v":3544.8},3544.8,{"$f":"IFERROR(IF(VLOOKUP(D49,Arkusz!A:H,5,FALSE)=0,IF(H49=\"Na zapytanie\",\"\",\"EUR\"),\"PLN\"),\"\")","v":"PLN"}]
[null,null,null,"P8127 OF",{"$f":"IFERROR(VLOOKUP(D50,Arkusz!A:H,3,FALSE),\"Brak towaru\")","v":"Szafa ProgressServer Open Frame 19\" 27U 800x1000mm, bez drzwi i osłon, cokół 100mm, nośność 1000kg, szara RAL 7035"},{"$f":"IFERROR(VLOOKUP(D50,Arkusz!A:H,6,FALSE),\"-\")","v":"TECNOSTEEL"},0.0,{"$f":"IFERROR(IF(VLOOKUP(D50,Arkusz!A:K,5,FALSE)=0,(IF(VLOOKUP(D50,Arkusz!A:K,11,FALSE)=0,\"Na zapytanie\",VLOOKUP(D50,Arkusz!A:K,11,FALSE))),(VLOOKUP(D50,Arkusz!A:K,5,FALSE))),\"Na zapytanie\")","v":2812.92},2812.92,{"$f":"IFERROR(IF(VLOOKUP(D50,Arkusz!A:H,5,FALSE)=0,IF(H50=\"Na zapytanie\",\"\",\"EUR\"),\"PLN\"),\"\")","v":"PLN"}]
[null,null,null,"P8142 OF",{"$f":"IFERROR(VLOOKUP(D51,Arkusz!A:H,3,FALSE),\"Brak towaru\")","v":"Szafa ProgressServer Open Frame 19\" 42U 800x1000mm, bez drzwi i osłon, cokół 100mm, nośność 1000kg, szara RAL 7035"},{"$f":"IFERROR(VLOOKUP(D51,Arkusz!A:H,6,FALSE),\"-\")","v":"TECNOSTEEL"},0.0,{"$f":"IFERROR(IF(VLOOKUP(D51,Arkusz!A:K,5,FALSE)=0,(IF(VLOOKUP(D51,Arkusz!A:K,11,FALSE)=0,\"Na zapytanie\",VLOOKUP(D51,Arkusz!A:K,11,FALSE))),(VLOOKUP(D51,Arkusz!A:K,5,FALSE))),\"Na zapytanie\")","v":2659.48},2659.48,{"$f":"IFERROR(IF(VLOOKUP(D51,Arkusz!A:H,5,FALSE)=0,IF(H51=\"Na zapytanie\",\"\",\"EUR\"),\"PLN\"),\"\")","v":"PLN"}]
[null,null,null,"P8147 OF",{"$f":"IFERROR(VLOOKUP(D52,Arkusz!A:H,3,FALSE),\"Brak towaru\")","v":"Szafa ProgressServer Open Frame 19\" 47U 800x1000mm, bez drzwi i osłon, cokół 100mm, nośność 1000kg, szara RAL 7035"},{"$f":"IFERROR(VLOOKUP(D52,Arkusz!A:H,6,FALSE),\"-\")","v":"TECNOSTEEL"},0.0,{"$f":"IFERROR(IF(VLOOKUP(D52,Arkusz!A:K,5,FALSE)=0,(IF(VLOOKUP(D52,Arkusz!A:K,11,FALSE)=0,\"Na zapytanie\",VLOOKUP(D52,Arkusz!A:K,11,FALSE))),(VLOOKUP(D52,Arkusz!A:K,5,FALSE))),\"Na zapytanie\")","v":3580.08},3580.08,{"$f":"IFERROR(IF(VLOOKUP(D52,Arkusz!A:H,5,FALSE)=0,IF(H52=\"Na zapytanie\",\"\",\"EUR\"),\"PLN\"),\"\")","v":"PLN"}]
[null,"Szafy Tecnosteel Progress 400 / 600 / 800mm, kolor czarny RAL9005 lub szary RAL7035"]
[null,null,"Drzwi przednie przeszklone, osłona tylna i boczne metalowe, przepusty kablowe w płycie górnej i dolnej, cokół 100mm, obciążalność 1000kg"]
[null,null,null,"P6427",{"$f":"IFERROR(VLOOKUP(D55,Arkusz!A:H,3,FALSE),\"Brak towaru\")","v":"Szafa Progress 19\" 27U 600x400mm, drzwi przednie przeszklone, osłony tylna i boczne pełne, cokół 100mm, nośność 1000kg, szara RAL 7035"},{"$f":"IFERROR(VLOOKUP(D55,Arkusz!A:H,6,FALSE),\"-\")","v":"TECNOSTEEL"},0.0,{"$f":"IFERROR(IF(VLOOKUP(D55,Arkusz!A:K,5,FALSE)=0,(IF(VLOOKUP(D55,Arkusz!A:K,11,FALSE)=0,\"Na zapytanie\",VLOOKUP(D55,Arkusz!A:K,11,FALSE))),(VLOOKUP(D55,Arkusz!A:K,5,FALSE))),\"Na zapytanie\")","v":2725.25},{"$f":"IFERROR(IF(H55=\"Na zapytanie\",\"\",H55*(1-G55)),\"\")","v":2725.25},{"$f":"IFERROR(IF(VLOOKUP(D55,Arkusz!A:H,5,FALSE)=0,IF(H55=\"Na zapytanie\",\"\",\"EUR\"),\"PLN\"),\"\")","v":"PLN"}]
[null,null,null,"P6442",{"$f":"IFERROR(VLOOKUP(D56,Arkusz!A:H,3,FALSE),\"Brak towaru\")","v":"Szafa Progress 19\" 42U 600x400mm, drzwi przednie przeszklone, osłony tylna i boczne pełne, cokół 100mm, nośność 1000kg, szara RAL 7035"},{"$f":"IFERROR(VLOOKUP(D56,Arkusz!A:H,6,FALSE),\"-\")","v":"TECNOSTEEL"},0.0,{"$f":"IFERROR(IF(VLOOKUP(D56,Arkusz!A:K,5,FALSE)=0,(IF(VLOOKUP(D56,Arkusz!A:K,11,FALSE)=0,\"Na zapytanie\",VLOOKUP(D56,Arkusz!A:K,11,FALSE))),(VLOOKUP(D56,Arkusz!A:K,5,FALSE))),\"Na zapytanie\")","v":3231.86},3231.86,{"$f":"IFERROR(IF(VLOOKUP(D56,Arkusz!A:H,5,FALSE)=0,IF(H56=\"Na zapytanie\",\"\",\"EUR\"),\"PLN\"),\"\")","v":"PLN"}]
[null,null,null,"P6620",{"$f":"IFERROR(VLOOKUP(D57,Arkusz!A:H,3,FALSE),\"Brak towaru\")","v":"Szafa Progress 19\" 20U 600x600mm, drzwi przednie przeszklone, osłony tylna i boczne pełne, cokół 100mm, nośność 1000kg, szara RAL 7035"},{"$f":"IFERROR(VLOOKUP(D57,Arkusz!A:H,6,FALSE),\"-\")","v":"TECNOSTEEL"},0.0,{"$f":"IFERROR(IF(VLOOKUP(D57,Arkusz!A:K,5,FALSE)=0,(IF(VLOOKUP(D57,Arkusz!A:K,11,FALSE)=0,\"Na zapytanie\",VLOOKUP(D57,Arkusz!A:K,11,FALSE))),(VLOOKUP(D57,Arkusz!A:K,5,FALSE))),\"Na zapytanie\")","v":2518.13},2518.13,{"$f":"IFERROR(IF(VLOOKUP(D57,Arkusz!A:H,5,FALSE)=0,IF(H57=\"Na zapytanie\",\"\",\"EUR\"),\"PLN\"),\"\")","v":"PLN"}]
[null,null,null,"P6624",{"$f":"IFERROR(VLOOKUP(D58,Arkusz!A:H,3,FALSE),\"Brak towaru\")","v":"Szafa Progress 19\" 24U 600x600mm, drzwi przednie przeszklone, osłony tylna i boczne pełne, cokół 100mm, nośność 1000kg, szara RAL 7035"},{"$f":"IFERROR(VLOOKUP(D58,Arkusz!A:H,6,FALSE),\"-\")","v":"TECNOSTEEL"},0.0,{"$f":"IFERROR(IF(VLOOKUP(D58,Arkusz!A:K,5,FALSE)=0,(IF(VLOOKUP(D58,Arkusz!A:K,11,FALSE)=0,\"Na zapytanie\",VLOOKUP(D58,Arkusz!A:K,11,FALSE))),(VLOOKUP(D58,Arkusz!A:K,5,FALSE))),\"Na zapytanie\")","v":2251.32},2251.32,{"$f":"IFERROR(IF(VLOOKUP(D58,Arkusz!A:H,5,FALSE)=0,IF(H58=\"Na zapytanie\",\"\",\"EUR\"),\"PLN\"),\"\")","v":"PLN"}]
[null,null,null,"P6627",{"$f":"IFERROR(VLOOKUP(D59,Arkusz!A:H,3,FALSE),\"Brak towaru\")","v":"Szafa Progress 19\" 27U 600x600mm, drzwi przednie przeszklone, osłony tylna i boczne pełne, cokół 100mm, nośność 1000kg, szara RAL 7035"},{"$f":"IFERROR(VLOOKUP(D59,Arkusz!A:H,6,FALSE),\"-\")","v":"TECNOSTEEL"},0.0,{"$f":"IFERROR(IF(VLOOKUP(D59,Arkusz!A:K,5,FALSE)=0,(IF(VLOOKUP(D59,Arkusz!A:K,11,FALSE)=0,\"Na zapytanie\",VLOOKUP(D59,Arkusz!A:K,11,FALSE))),(VLOOKUP(D59,Arkusz!A:K,5,FALSE))),\"Na zapytanie\")","v":3024.94},3024.94,{"$f":"IFERROR(IF(VLOOKUP(D59,Arkusz!A:H,5,FALSE)=0,IF(H59=\"Na zapytanie\",\"\",\"EUR\"),\"PLN\"),\"\")","v":"PLN"}]
[null,null,null,"P6633",{"$f":"IFERROR(VLOOKUP(D60,Arkusz!A:H,3,FALSE),\"Brak towaru\")","v":"Szafa Progress 19\" 33U 600x600mm, drzwi przednie przeszklone, osłony tylna i boczne pełne, cokół 100mm, nośność 1000kg, szara RAL 7035"},{"$f":"IFERROR(VLOOKUP(D60,Arkusz!A:H,6,FALSE),\"-\")","v":"TECNOSTEEL"},0.0,{"$f":"IFERROR(IF(VLOOKUP(D60,Arkusz!A:K,5,FALSE)=0,(IF(VLOOKUP(D60,Arkusz!A:K,11,FALSE)=0,\"Na zapytanie\",VLOOKUP(D60,Arkusz!A:K,11,FALSE))),(VLOOKUP(D60,Arkusz!A:K,5,FALSE))),\"Na zapytanie\")","v":2599.02},2599.02,{"$f":"IFERROR(IF(VLOOKUP(D60,Arkusz!A:H,5,FALSE)=0,IF(H60=\"Na zapytanie\",\"\",\"EUR\"),\"PLN\"),\"\")","v":"PLN"}]
[null,null,null,"P6638",{"$f":"IFERROR(VLOOKUP(D61,Arkusz!A:H,3,FALSE),\"Brak towaru\")","v":"Szafa Progress 19\" 38U 600x600mm, drzwi przednie przeszklone, osłony tylna i boczne pełne, cokół 100mm, nośność 1000kg, szara RAL 7035"},{"$f":"IFERROR(VLOOKUP(D61,Arkusz!A:H,6,FALSE),\"-\")","v":"TECNOSTEEL"},0.0,{"$f":"IFERROR(IF(VLOOKUP(D61,Arkusz!A:K,5,FALSE)=0,(IF(VLOOKUP(D61,Arkusz!A:K,11,FALSE)=0,\"Na zapytanie\",VLOOKUP(D61,Arkusz!A:K,11,FALSE))),(VLOOKUP(D61,Arkusz!A:K,5,FALSE))),\"Na zapytanie\")","v":3441.5},3441.5,{"$f":"IFERROR(IF(VLOOKUP(D61,Arkusz!A:H,5,FALSE)=0,IF(H61=\"Na zapytanie\",\"\",\"EUR\"),\"PLN\"),\"\")","v":"PLN"}]
[null,null,null,"P6642",{"$f":"IFERROR(VLOOKUP(D62,Arkusz!A:H,3,FALSE),\"Brak towaru\")","v":"Szafa Progress 19\" 42U 600x600mm, drzwi przednie przeszklone, osłony tylna i boczne pełne, cokół 100mm, nośność 1000kg, szara RAL 7035"},{"$f":"IFERROR(VLOOKUP(D62,Arkusz!A:H,6,FALSE),\"-\")","v":"TECNOSTEEL"},0.0,{"$f":"IFERROR(IF(VLOOKUP(D62,Arkusz!A:K,5,FALSE)=0,(IF(VLOOKUP(D62,Arkusz!A:K,11,FALSE)=0,\"Na zapytanie\",VLOOKUP(D62,Arkusz!A:K,11,FALSE))),(VLOOKUP(D62,Arkusz!A:K,5,FALSE))),\"Na zapytanie\")","v":2655.95},2655.95,{"$f":"IFERROR(IF(VLOOKUP(D62,Arkusz!A:H,5,FALSE)=0,IF(H62=\"Na zapytanie\",\"\",\"EUR\"),\"PLN\"),\"\")","v":"PLN"}]
[null,null,null,"P6647",{"$f":"IFERROR(VLOOKUP(D63,Arkusz!A:H,3,FALSE),\"Brak towaru\")","v":"Szafa Progress 19\" 47U 600x600mm, drzwi przednie przeszklone, osłony tylna i boczne pełne, cokół 100mm, nośność 1000kg, szara RAL 7035"},{"$f":"IFERROR(VLOOKUP(D63,Arkusz!A:H,6,FALSE),\"-\")","v":"TECNOSTEEL"},0.0,{"$f":"IFERROR(IF(VLOOKUP(D63,Arkusz!A:K,5,FALSE)=0,(IF(VLOOKUP(D63,Arkusz!A:K,11,FALSE)=0,\"Na zapytanie\",VLOOKUP(D63,Arkusz!A:K,11,FALSE))),(VLOOKUP(D63,Arkusz!A:K,5,FALSE))),\"Na zapytanie\")","v":3389.09},3389.09,{"$f":"IFERROR(IF(VLOOKUP(D63,Arkusz!A:H,5,FALSE)=0,IF(H63=\"Na zapytanie\",\"\",\"EUR\"),\"PLN\"),\"\")","v":"PLN"}]
[null,null,null,"P6820",{"$f":"IFERROR(VLOOKUP(D64,Arkusz!A:H,3,FALSE),\"Brak towaru\")","v":"Szafa Progress 19\" 20U 600x800mm, drzwi przednie przeszklone, osłony tylna i boczne pełne, cokół 100mm, nośność 1000kg, szara RAL 7035"},{"$f":"IFERROR(VLOOKUP(D64,Arkusz!A:H,6,FALSE),\"-\")","v":"TECNOSTEEL"},0.0,{"$f":"IFERROR(IF(VLOOKUP(D64,Arkusz!A:K,5,FALSE)=0,(IF(VLOOKUP(D64,Arkusz!A:K,11,FALSE)=0,\"Na zapytanie\",VLOOKUP(D64,Arkusz!A:K,11,FALSE))),(VLOOKUP(D64,Arkusz!A:K,5,FALSE))),\"Na zapytanie\")","v":2725.25},2725.25,{"$f":"IFERROR(IF(VLOOKUP(D64,Arkusz!A:H,5,FALSE)=0,IF(H64=\"Na zapytanie\",\"\",\"EUR\"),\"PLN\"),\"\")","v":"PLN"}]
[null,null,null,"P6824",{"$f":"IFERROR(VLOOKUP(D65,Arkusz!A:H,3,FALSE),\"Brak towaru\")","v":"Szafa Progress 19\" 24U 600x800mm, drzwi przednie przeszklone, osłony tylna i boczne pełne, cokół 100mm, nośność 1000kg, szara RAL 7035"},{"$f":"IFERROR(VLOOKUP(D65,Arkusz!A:H,6,FALSE),\"-\")","v":"TECNOSTEEL"},0.0,{"$f":"IFERROR(IF(VLOOKUP(D65,Arkusz!A:K,5,FALSE)=0,(IF(VLOOKUP(D65,Arkusz!A:K,11,FALSE)=0,\"Na zapytanie\",VLOOKUP(D65,Arkusz!A:K,11,FALSE))),(VLOOKUP(D65,Arkusz!A:K,5,FALSE))),\"Na zapytanie\")","v":2425.17},2425.17,{"$f":"IFERROR(IF(VLOOKUP(D65,Arkusz!A:H,5,FALSE)=0,IF(H65=\"Na zapytanie\",\"\",\"EUR\"),\"PLN\"),\"\")","v":"PLN"}]
[null,null,null,"P6833",{"$f":"IFERROR(VLOOKUP(D66,Arkusz!A:H,3,FALSE),\"Brak towaru\")","v":"Szafa Progress 19\" 33U 600x800mm, drzwi przednie przeszklone, osłony tylna i boczne pełne, cokół 100mm, nośność 1000kg, szara RAL 7035"},{"$f":"IFERROR(VLOOKUP(D66,Arkusz!A:H,6,FALSE),\"-\")","v":"TECNOSTEEL"},0.0,{"$f":"IFERROR(IF(VLOOKUP(D66,Arkusz!A:K,5,FALSE)=0,(IF(VLOOKUP(D66,Arkusz!A:K,11,FALSE)=0,\"Na zapytanie\",VLOOKUP(D66,Arkusz!A:K,11,FALSE))),(VLOOKUP(D66,Arkusz!A:K,5,FALSE))),\"Na zapytanie\")","v":2755.48},2755.48,{"$f":"IFERROR(IF(VLOOKUP(D66,Arkusz!A:H,5,FALSE)=0,IF(H66=\"Na zapytanie\",\"\",\"EUR\"),\"PLN\"),\"\")","v":"PLN"}]
[null,null,null,"P6838",{"$f":"IFERROR(VLOOKUP(D67,Arkusz!A:H,3,FALSE),\"Brak towaru\")","v":"Szafa Progress 19\" 38U 600x800mm, drzwi przednie przeszklone, osłony tylna i boczne pełne, cokół 100mm, nośność 1000kg, szara RAL 7035"},{"$f":"IFERROR(VLOOKUP(D67,Arkusz!A:H,6,FALSE),\"-\")","v":"TECNOSTEEL"},0.0,{"$f":"IFERROR(IF(VLOOKUP(D67,Arkusz!A:K,5,FALSE)=0,(IF(VLOOKUP(D67,Arkusz!A:K,11,FALSE)=0,\"Na zapytanie\",VLOOKUP(D67,Arkusz!A:K,11,FALSE))),(VLOOKUP(D67,Arkusz!A:K,5,FALSE))),\"Na zapytanie\")","v":3319.21},3319.21,{"$f":"IFERROR(IF(VLOOKUP(D67,Arkusz!A:H,5,FALSE)=0,IF(H67=\"Na zapytanie\",\"\",\"EUR\"),\"PLN\"),\"\")","v":"PLN"}]
[null,null,null,"P6842",{"$f":"IFERROR(VLOOKUP(D68,Arkusz!A:H,3,FALSE),\"Brak towaru\")","v":"Szafa Progress 19\" 42U 600x800mm, drzwi przednie przeszklone, osłony tylna i boczne pełne, cokół 100mm, nośność 1000kg, szara RAL 7035"},{"$f":"IFERROR(VLOOKUP(D68,Arkusz!A:H,6,FALSE),\"-\")","v":"TECNOSTEEL"},0.0,{"$f":"IFERROR(IF(VLOOKUP(D68,Arkusz!A:K,5,FALSE)=0,(IF(VLOOKUP(D68,Arkusz!A:K,11,FALSE)=0,\"Na zapytanie\",VLOOKUP(D68,Arkusz!A:K,11,FALSE))),(VLOOKUP(D68,Arkusz!A:K,5,FALSE))),\"Na zapytanie\")","v":2791.03},2791.03,{"$f":"IFERROR(IF(VLOOKUP(D68,Arkusz!A:H,5,FALSE)=0,IF(H68=\"Na zapytanie\",\"\",\"EUR\"),\"PLN\"),\"\")","v":"PLN"}]
[null,null,null,"P6847",{"$f":"IFERROR(VLOOKUP(D69,Arkusz!A:H,3,FALSE),\"Brak towaru\")","v":"Szafa Progress 19\" 47U 600x800mm, drzwi przednie przeszklone, osłony tylna i boczne pełne, cokół 100mm, nośność 1000kg, szara RAL 7035"},{"$f":"IFERROR(VLOOKUP(D69,Arkusz!A:H,6,FALSE),\"-\")","v":"TECNOSTEEL"},0.0,{"$f":"IFERROR(IF(VLOOKUP(D69,Arkusz!A:K,5,FALSE)=0,(IF(VLOOKUP(D69,Arkusz!A:K,11,FALSE)=0,\"Na zapytanie\",VLOOKUP(D69,Arkusz!A:K,11,FALSE))),(VLOOKUP(D69,Arkusz!A:K,5,FALSE))),\"Na zapytanie\")","v":3511.37},3511.37,{"$f":"IFERROR(IF(VLOOKUP(D69,Arkusz!A:H,5,FALSE)=0,IF(H69=\"Na zapytanie\",\"\",\"EUR\"),\"PLN\"),\"\")","v":"PLN"}]
[null,null,null,"P8633",{"$f":"IFERROR(VLOOKUP(D70,Arkusz!A:H,3,FALSE),\"Brak towaru\")","v":"Szafa Progress 19\" 33U 800x600mm, drzwi przednie przeszklone, osłony tylna i boczne pełne, cokół 100mm, nośność 1000kg, szara RAL 7035"},{"$f":"IFERROR(VLOOKUP(D70,Arkusz!A:H,6,FALSE),\"-\")","v":"TECNOSTEEL"},0.0,{"$f":"IFERROR(IF(VLOOKUP(D70,Arkusz!A:K,5,FALSE)=0,(IF(VLOOKUP(D70,Arkusz!A:K,11,FALSE)=0,\"Na zapytanie\",VLOOKUP(D70,Arkusz!A:K,11,FALSE))),(VLOOKUP(D70,Arkusz!A:K,5,FALSE))),\"Na zapytanie\")","v":3300.95},3300.95,{"$f":"IFERROR(IF(VLOOKUP(D70,Arkusz!A:H,5,FALSE)=0,IF(H70=\"Na zapytanie\",\"\",\"EUR\"),\"PLN\"),\"\")","v":"PLN"}]
[null,null,null,"P8638",{"$f":"IFERROR(VLOOKUP(D71,Arkusz!A:H,3,FALSE),\"Brak towaru\")","v":"Szafa Progress 19\" 38U 800x600mm, drzwi przednie przeszklone, osłony tylna i boczne pełne, cokół 100mm, nośność 1000kg, szara RAL 7035"},{"$f":"IFERROR(VLOOKUP(D71,Arkusz!A:H,6,FALSE),\"-\")","v":"TECNOSTEEL"},0.0,{"$f":"IFERROR(IF(VLOOKUP(D71,Arkusz!A:K,5,FALSE)=0,(IF(VLOOKUP(D71,Arkusz!A:K,11,FALSE)=0,\"Na zapytanie\",VLOOKUP(D71,Arkusz!A:K,11,FALSE))),(VLOOKUP(D71,Arkusz!A:K,5,FALSE))),\"Na zapytanie\")","v":3319.21},3319.21,{"$f":"IFERROR(IF(VLOOKUP(D71,Arkusz!A:H,5,FALSE)=0,IF(H71=\"Na zapytanie\",\"\",\"EUR\"),\"PLN\"),\"\")","v":"PLN"}]
[null,null,null,"P8642",{"$f":"IFERROR(VLOOKUP(D72,Arkusz!A:H,3,FALSE),\"Brak towaru\")","v":"Szafa Progress 19\" 42U 800x600mm, drzwi przednie przeszklone, osłony tylna i boczne pełne, cokół 100mm, nośność 1000kg, szara RAL 7035"},{"$f":"IFERROR(VLOOKUP(D72,Arkusz!A:H,6,FALSE),\"-\")","v":"TECNOSTEEL"},0.0,{"$f":"IFERROR(IF(VLOOKUP(D72,Arkusz!A:K,5,FALSE)=0,(IF(VLOOKUP(D72,Arkusz!A:K,11,FALSE)=0,\"Na zapytanie\",VLOOKUP(D72,Arkusz!A:K,11,FALSE))),(VLOOKUP(D72,Arkusz!A:K,5,FALSE))),\"Na zapytanie\")","v":3301.91},3301.91,{"$f":"IFERROR(IF(VLOOKUP(D72,Arkusz!A:H,5,FALSE)=0,IF(H72=\"Na zapytanie\",\"\",\"EUR\"),\"PLN\"),\"\")","v":"PLN"}]
[null,null,null,"P8647",{"$f":"IFERROR(VLOOKUP(D73,Arkusz!A:H,3,FALSE),\"Brak towaru\")","v":"Szafa Progress 19\" 47U 800x600mm, drzwi przednie przeszklone, osłony tylna i boczne pełne, cokół 100mm, nośność 1000kg, szara RAL 7035"},{"$f":"IFERROR(VLOOKUP(D73,Arkusz!A:H,6,FALSE),\"-\")","v":"TECNOSTEEL"},0.0,{"$f":"IFERROR(IF(VLOOKUP(D73,Arkusz!A:K,5,FALSE)=0,(IF(VLOOKUP(D73,Arkusz!A:K,11,FALSE)=0,\"Na zapytanie\",VLOOKUP(D73,Arkusz!A:K,11,FALSE))),(VLOOKUP(D73,Arkusz!A:K,5,FALSE))),\"Na zapytanie\")","v":4107.09},4107.09,{"$f":"IFERROR(IF(VLOOKUP(D73,Arkusz!A:H,5,FALSE)=0,IF(H73=\"Na zapytanie\",\"\",\"EUR\"),\"PLN\"),\"\")","v":"PLN"}]
[null,null,null,"P8824",{"$f":"IFERROR(VLOOKUP(D74,Arkusz!A:H,3,FALSE),\"Brak towaru\")","v":"Szafa Progress 19\" 24U 800x800mm, drzwi przednie przeszklone, osłony tylna i boczne pełne, cokół 100mm, nośność 1000kg, szara RAL 7035"},{"$f":"IFERROR(VLOOKUP(D74,Arkusz!A:H,6,FALSE),\"-\")","v":"TECNOSTEEL"},0.0,{"$f":"IFERROR(IF(VLOOKUP(D74,Arkusz!A:K,5,FALSE)=0,(IF(VLOOKUP(D74,Arkusz!A:K,11,FALSE)=0,\"Na zapytanie\",VLOOKUP(D74,Arkusz!A:K,11,FALSE))),(VLOOKUP(D74,Arkusz!A:K,5,FALSE))),\"Na zapytanie\")","v":3007.56},3007.56,{"$f":"IFERROR(IF(VLOOKUP(D74,Arkusz!A:H,5,FALSE)=0,IF(H74=\"Na zapytanie\",\"\",\"EUR\"),\"PLN\"),\"\")","v":"PLN"}]
[null,null,null,"P8833",{"$f":"IFERROR(VLOOKUP(D75,Arkusz!A:H,3,FALSE),\"Brak towaru\")","v":"Szafa Progress 19\" 33U 800x800mm, drzwi przednie przeszklone, osłony tylna i boczne pełne, cokół 100mm, nośność 1000kg, szara RAL 7035"},{"$f":"IFERROR(VLOOKUP(D75,Arkusz!A:H,6,FALSE),\"-\")","v":"TECNOSTEEL"},0.0,{"$f":"IFERROR(IF(VLOOKUP(D75,Arkusz!A:K,5,FALSE)=0,(IF(VLOOKUP(D75,Arkusz!A:K,11,FALSE)=0,\"Na zapytanie\",VLOOKUP(D75,Arkusz!A:K,11,FALSE))),(VLOOKUP(D75,Arkusz!A:K,5,FALSE))),\"Na zapytanie\")","v":3703.54},3703.54,{"$f":"IFERROR(IF(VLOOKUP(D75,Arkusz!A:H,5,FALSE)=0,IF(H75=\"Na zapytanie\",\"\",\"EUR\"),\"PLN\"),\"\")","v":"PLN"}]
[null,null,null,"P8838",{"$f":"IFERROR(VLOOKUP(D76,Arkusz!A:H,3,FALSE),\"Brak towaru\")","v":"Szafa Progress 19\" 38U 800x800mm, drzwi przednie przeszklone, osłony tylna i boczne pełne, cokół 100mm, nośność 1000kg, szara RAL 7035"},{"$f":"IFERROR(VLOOKUP(D76,Arkusz!A:H,6,FALSE),\"-\")","v":"TECNOSTEEL"},0.0,{"$f":"IFERROR(IF(VLOOKUP(D76,Arkusz!A:K,5,FALSE)=0,(IF(VLOOKUP(D76,Arkusz!A:K,11,FALSE)=0,\"Na zapytanie\",VLOOKUP(D76,Arkusz!A:K,11,FALSE))),(VLOOKUP(D76,Arkusz!A:K,5,FALSE))),\"Na zapytanie\")","v":3948.11},3948.11,{"$f":"IFERROR(IF(VLOOKUP(D76,Arkusz!A:H,5,FALSE)=0,IF(H76=\"Na zapytanie\",\"\",\"EUR\"),\"PLN\"),\"\")","v":"PLN"}]
[null,null,null,"P8842",{"$f":"IFERROR(VLOOKUP(D77,Arkusz!A:H,3,FALSE),\"Brak towaru\")","v":"Szafa Progress 19\" 42U 800x800mm, drzwi przednie przeszklone, osłony tylna i boczne pełne, cokół 100mm, nośność 1000kg, szara RAL 7035"},{"$f":"IFERROR(VLOOKUP(D77,Arkusz!A:H,6,FALSE),\"-\")","v":"TECNOSTEEL"},0.0,{"$f":"IFERROR(IF(VLOOKUP(D77,Arkusz!A:K,5,FALSE)=0,(IF(VLOOKUP(D77,Arkusz!A:K,11,FALSE)=0,\"Na zapytanie\",VLOOKUP(D77,Arkusz!A:K,11,FALSE))),(VLOOKUP(D77,Arkusz!A:K,5,FALSE))),\"Na zapytanie\")","v":3165.17},3165.17,{"$f":"IFERROR(IF(VLOOKUP(D77,Arkusz!A:H,5,FALSE)=0,IF(H77=\"Na zapytanie\",\"\",\"EUR\"),\"PLN\"),\"\")","v":"PLN"}]
[null,null,null,"P8847",{"$f":"IFERROR(VLOOKUP(D78,Arkusz!A:H,3,FALSE),\"Brak towaru\")","v":"Szafa Progress 19\" 47U 800x800mm, drzwi przednie przeszklone, osłony tylna i boczne pełne, cokół 100mm, nośność 1000kg, szara RAL 7035"},{"$f":"IFERROR(VLOOKUP(D78,Arkusz!A:H,6,FALSE),\"-\")","v":"TECNOSTEEL"},0.0,{"$f":"IFERROR(IF(VLOOKUP(D78,Arkusz!A:K,5,FALSE)=0,(IF(VLOOKUP(D78,Arkusz!A:K,11,FALSE)=0,\"Na zapytanie\",VLOOKUP(D78,Arkusz!A:K,11,FALSE))),(VLOOKUP(D78,Arkusz!A:K,5,FALSE))),\"Na zapytanie\")","v":3649.21},3649.21,{"$f":"IFERROR(IF(VLOOKUP(D78,Arkusz!A:H,5,FALSE)=0,IF(H78=\"Na zapytanie\",\"\",\"EUR\"),\"PLN\"),\"\")","v":"PLN"}]
[null,null,"Open Frame, bez drzwi i osłon, przepusty kablowe w płycie górnej i dolnej, cokół 100mm, obciążalność 1000kg"]
[null,null,null,"P6427 OF",{"$f":"IFERROR(VLOOKUP(D80,Arkusz!A:H,3,FALSE),\"Brak towaru\")","v":"Szafa Progress Open Frame 19\" 27U 600x400mm, bez drzwi i osłon, cokół 100mm, nośność 1000kg, szara RAL 7035"},{"$f":"IFERROR(VLOOKUP(D80,Arkusz!A:H,6,FALSE),\"-\")","v":"TECNOSTEEL"},0.0,{"$f":"IFERROR(IF(VLOOKUP(D80,Arkusz!A:K,5,FALSE)=0,(IF(VLOOKUP(D80,Arkusz!A:K,11,FALSE)=0,\"Na zapytanie\",VLOOKUP(D80,Arkusz!A:K,11,FALSE))),(VLOOKUP(D80,Arkusz!A:K,5,FALSE))),\"Na zapytanie\")","v":2034.01},{"$f":"IFERROR(IF(H80=\"Na zapytanie\",\"\",H80*(1-G80)),\"\")","v":2034.01},{"$f":"IFERROR(IF(VLOOKUP(D80,Arkusz!A:H,5,FALSE)=0,IF(H80=\"Na zapytanie\",\"\",\"EUR\"),\"PLN\"),\"\")","v":"PLN"}]
[null,null,null,"P6442 OF",{"$f":"IFERROR(VLOOKUP(D81,Arkusz!A:H,3,FALSE),\"Brak towaru\")","v":"Szafa Progress Open Frame 19\" 42U 600x400mm, bez drzwi i osłon, cokół 100mm, nośność 1000kg, szara RAL 7035"},{"$f":"IFERROR(VLOOKUP(D81,Arkusz!A:H,6,FALSE),\"-\")","v":"TECNOSTEEL"},0.0,{"$f":"IFERROR(IF(VLOOKUP(D81,Arkusz!A:K,5,FALSE)=0,(IF(VLOOKUP(D81,Arkusz!A:K,11,FALSE)=0,\"Na zapytanie\",VLOOKUP(D81,Arkusz!A:K,11,FALSE))),(VLOOKUP(D81,Arkusz!A:K,5,FALSE))),\"Na zapytanie\")","v":2294.78},2294.78,{"$f":"IFERROR(IF(VLOOKUP(D81,Arkusz!A:H,5,FALSE)=0,IF(H81=\"Na zapytanie\",\"\",\"EUR\"),\"PLN\"),\"\")","v":"PLN"}]
[null,null,null,"P6620 OF",{"$f":"IFERROR(VLOOKUP(D82,Arkusz!A:H,3,FALSE),\"Brak towaru\")","v":"Szafa Progress Open Frame 19\" 20U 600x600mm, bez drzwi i osłon, cokół 100mm, nośność 1000kg, szara RAL 7035"},{"$f":"IFERROR(VLOOKUP(D82,Arkusz!A:H,6,FALSE),\"-\")","v":"TECNOSTEEL"},0.0,{"$f":"IFERROR(IF(VLOOKUP(D82,Arkusz!A:K,5,FALSE)=0,(IF(VLOOKUP(D82,Arkusz!A:K,11,FALSE)=0,\"Na zapytanie\",VLOOKUP(D82,Arkusz!A:K,11,FALSE))),(VLOOKUP(D82,Arkusz!A:K,5,FALSE))),\"Na zapytanie\")","v":2155.71},2155.71,{"$f":"IFERROR(IF(VLOOKUP(D82,Arkusz!A:H,5,FALSE)=0,IF(H82=\"Na zapytanie\",\"\",\"EUR\"),\"PLN\"),\"\")","v":"PLN"}]
[null,null,null,"P6624 OF",{"$f":"IFERROR(VLOOKUP(D83,Arkusz!A:H,3,FALSE),\"Brak towaru\")","v":"Szafa Progress Open Frame 19\" 24U 600x600mm, bez drzwi i osłon, cokół 100mm, nośność 1000kg, szara RAL 7035"},{"$f":"IFERROR(VLOOKUP(D83,Arkusz!A:H,6,FALSE),\"-\")","v":"TECNOSTEEL"},0.0,{"$f":"IFERROR(IF(VLOOKUP(D83,Arkusz!A:K,5,FALSE)=0,(IF(VLOOKUP(D83,Arkusz!A:K,11,FALSE)=0,\"Na zapytanie\",VLOOKUP(D83,Arkusz!A:K,11,FALSE))),(VLOOKUP(D83,Arkusz!A:K,5,FALSE))),\"Na zapytanie\")","v":1790.63},1790.63,{"$f":"IFERROR(IF(VLOOKUP(D83,Arkusz!A:H,5,FALSE)=0,IF(H83=\"Na zapytanie\",\"\",\"EUR\"),\"PLN\"),\"\")","v":"PLN"}]
[null,null,null,"P6627 OF",{"$f":"IFERROR(VLOOKUP(D84,Arkusz!A:H,3,FALSE),\"Brak towaru\")","v":"Szafa Progress Open Frame 19\" 27U 600x600mm, bez drzwi i osłon, cokół 100mm, nośność 1000kg, szara RAL 7035"},{"$f":"IFERROR(VLOOKUP(D84,Arkusz!A:H,6,FALSE),\"-\")","v":"TECNOSTEEL"},0.0,{"$f":"IFERROR(IF(VLOOKUP(D84,Arkusz!A:K,5,FALSE)=0,(IF(VLOOKUP(D84,Arkusz!A:K,11,FALSE)=0,\"Na zapytanie\",VLOOKUP(D84,Arkusz!A:K,11,FALSE))),(VLOOKUP(D84,Arkusz!A:K,5,FALSE))),\"Na zapytanie\")","v":3024.94},3024.94,{"$f":"IFERROR(IF(VLOOKUP(D84,Arkusz!A:H,5,FALSE)=0,IF(H84=\"Na zapytanie\",\"\",\"EUR\"),\"PLN\"),\"\")","v":"PLN"}]
[null,null,null,"P6633 OF",{"$f":"IFERROR(VLOOKUP(D85,Arkusz!A:H,3,FALSE),\"Brak towaru\")","v":"Szafa Progress Open Frame 19\" 33U 600x600mm, bez drzwi i osłon, cokół 100mm, nośność 1000kg, szara RAL 7035"},{"$f":"IFERROR(VLOOKUP(D85,Arkusz!A:H,6,FALSE),\"-\")","v":"TECNOSTEEL"},0.0,{"$f":"IFERROR(IF(VLOOKUP(D85,Arkusz!A:K,5,FALSE)=0,(IF(VLOOKUP(D85,Arkusz!A:K,11,FALSE)=0,\"Na zapytanie\",VLOOKUP(D85,Arkusz!A:K,11,FALSE))),(VLOOKUP(D85,Arkusz!A:K,5,FALSE))),\"Na zapytanie\")","v":2034.01},2034.01,{"$f":"IFERROR(IF(VLOOKUP(D85,Arkusz!A:H,5,FALSE)=0,IF(H85=\"Na zapytanie\",\"\",\"EUR\"),\"PLN\"),\"\")","v":"PLN"}]
[null,null,null,"P6638 OF",{"$f":"IFERROR(VLOOKUP(D86,Arkusz!A:H,3,FALSE),\"Brak towaru\")","v":"Szafa Progress Open Frame 19\" 38U 600x600mm, bez drzwi i osłon, cokół 100mm, nośność 1000kg, szara RAL 7035"},{"$f":"IFERROR(VLOOKUP(D86,Arkusz!A:H,6,FALSE),\"-\")","v":"TECNOSTEEL"},0.0,{"$f":"IFERROR(IF(VLOOKUP(D86,Arkusz!A:K,5,FALSE)=0,(IF(VLOOKUP(D86,Arkusz!A:K,11,FALSE)=0,\"Na zapytanie\",VLOOKUP(D86,Arkusz!A:K,11,FALSE))),(VLOOKUP(D86,Arkusz!A:K,5,FALSE))),\"Na zapytanie\")","v":3285.71},3285.71,{"$f":"IFERROR(IF(VLOOKUP(D86,Arkusz!A:H,5,FALSE)=0,IF(H86=\"Na zapytanie\",\"\",\"EUR\"),\"PLN\"),\"\")","v":"PLN"}]
[null,null,null,"P6642 OF ",{"$f":"IFERROR(VLOOKUP(D87,Arkusz!A:H,3,FALSE),\"Brak towaru\")","v":"Szafa Progress Open Frame 19\" 42U 600x600mm, bez drzwi i osłon, cokół 100mm, nośność 1000kg, szara RAL 7035"},{"$f":"IFERROR(VLOOKUP(D87,Arkusz!A:H,6,FALSE),\"-\")","v":"TECNOSTEEL"},0.0,{"$f":"IFERROR(IF(VLOOKUP(D87,Arkusz!A:K,5,FALSE)=0,(IF(VLOOKUP(D87,Arkusz!A:K,11,FALSE)=0,\"Na zapytanie\",VLOOKUP(D87,Arkusz!A:K,11,FALSE))),(VLOOKUP(D87,Arkusz!A:K,5,FALSE))),\"Na zapytanie\")","v":2007.94},2007.94,{"$f":"IFERROR(IF(VLOOKUP(D87,Arkusz!A:H,5,FALSE)=0,IF(H87=\"Na zapytanie\",\"\",\"EUR\"),\"PLN\"),\"\")","v":"PLN"}]
[null,null,null,"P6647 OF",{"$f":"IFERROR(VLOOKUP(D88,Arkusz!A:H,3,FALSE),\"Brak towaru\")","v":"Szafa Progress Open Frame 19\" 47U 600x600mm, bez drzwi i osłon, cokół 100mm, nośność 1000kg, szara RAL 7035"},{"$f":"IFERROR(VLOOKUP(D88,Arkusz!A:H,6,FALSE),\"-\")","v":"TECNOSTEEL"},0.0,{"$f":"IFERROR(IF(VLOOKUP(D88,Arkusz!A:K,5,FALSE)=0,(IF(VLOOKUP(D88,Arkusz!A:K,11,FALSE)=0,\"Na zapytanie\",VLOOKUP(D88,Arkusz!A:K,11,FALSE))),(VLOOKUP(D88,Arkusz!A:K,5,FALSE))),\"Na zapytanie\")","v":2798.94},2798.94,{"$f":"IFERROR(IF(VLOOKUP(D88,Arkusz!A:H,5,FALSE)=0,IF(H88=\"Na zapytanie\",\"\",\"EUR\"),\"PLN\"),\"\")","v":"PLN"}]
[null,null,null,"P6820 OF",{"$f":"IFERROR(VLOOKUP(D89,Arkusz!A:H,3,FALSE),\"Brak towaru\")","v":"Szafa Progress Open Frame 19\" 20U 600x800mm, bez drzwi i osłon, cokół 100mm, nośność 1000kg, szara RAL 7035"},{"$f":"IFERROR(VLOOKUP(D89,Arkusz!A:H,6,FALSE),\"-\")","v":"TECNOSTEEL"},0.0,{"$f":"IFERROR(IF(VLOOKUP(D89,Arkusz!A:K,5,FALSE)=0,(IF(VLOOKUP(D89,Arkusz!A:K,11,FALSE)=0,\"Na zapytanie\",VLOOKUP(D89,Arkusz!A:K,11,FALSE))),(VLOOKUP(D89,Arkusz!A:K,5,FALSE))),\"Na zapytanie\")","v":2291.31},2291.31,{"$f":"IFERROR(IF(VLOOKUP(D89,Arkusz!A:H,5,FALSE)=0,IF(H89=\"Na zapytanie\",\"\",\"EUR\"),\"PLN\"),\"\")","v":"PLN"}]
[null,null,null,"P6824 OF",{"$f":"IFERROR(VLOOKUP(D90,Arkusz!A:H,3,FALSE),\"Brak towaru\")","v":"Szafa Progress Open Frame 19\" 24U 600x800mm, bez drzwi i osłon, cokół 100mm, nośność 1000kg, szara RAL 7035"},{"$f":"IFERROR(VLOOKUP(D90,Arkusz!A:H,6,FALSE),\"-\")","v":"TECNOSTEEL"},0.0,{"$f":"IFERROR(IF(VLOOKUP(D90,Arkusz!A:K,5,FALSE)=0,(IF(VLOOKUP(D90,Arkusz!A:K,11,FALSE)=0,\"Na zapytanie\",VLOOKUP(D90,Arkusz!A:K,11,FALSE))),(VLOOKUP(D90,Arkusz!A:K,5,FALSE))),\"Na zapytanie\")","v":2136.58},2136.58,{"$f":"IFERROR(IF(VLOOKUP(D90,Arkusz!A:H,5,FALSE)=0,IF(H90=\"Na zapytanie\",\"\",\"EUR\"),\"PLN\"),\"\")","v":"PLN"}]
[null,null,null,"P6833 OF",{"$f":"IFERROR(VLOOKUP(D91,Arkusz!A:H,3,FALSE),\"Brak towaru\")","v":"Szafa Progress Open Frame 19\" 33U 600x800mm, bez drzwi i osłon, cokół 100mm, nośność 1000kg, szara RAL 7035"},{"$f":"IFERROR(VLOOKUP(D91,Arkusz!A:H,6,FALSE),\"-\")","v":"TECNOSTEEL"},0.0,{"$f":"IFERROR(IF(VLOOKUP(D91,Arkusz!A:K,5,FALSE)=0,(IF(VLOOKUP(D91,Arkusz!A:K,11,FALSE)=0,\"Na zapytanie\",VLOOKUP(D91,Arkusz!A:K,11,FALSE))),(VLOOKUP(D91,Arkusz!A:K,5,FALSE))),\"Na zapytanie\")","v":2120.94},2120.94,{"$f":"IFERROR(IF(VLOOKUP(D91,Arkusz!A:H,5,FALSE)=0,IF(H91=\"Na zapytanie\",\"\",\"EUR\"),\"PLN\"),\"\")","v":"PLN"}]
[null,null,null,"P6838 OF",{"$f":"IFERROR(VLOOKUP(D92,Arkusz!A:H,3,FALSE),\"Brak towaru\")","v":"Szafa Progress Open Frame 19\" 38U 600x800mm, bez drzwi i osłon, cokół 100mm, nośność 1000kg, szara RAL 7035"},{"$f":"IFERROR(VLOOKUP(D92,Arkusz!A:H,6,FALSE),\"-\")","v":"TECNOSTEEL"},0.0,{"$f":"IFERROR(IF(VLOOKUP(D92,Arkusz!A:K,5,FALSE)=0,(IF(VLOOKUP(D92,Arkusz!A:K,11,FALSE)=0,\"Na zapytanie\",VLOOKUP(D92,Arkusz!A:K,11,FALSE))),(VLOOKUP(D92,Arkusz!A:K,5,FALSE))),\"Na zapytanie\")","v":2929.33},2929.33,{"$f":"IFERROR(IF(VLOOKUP(D92,Arkusz!A:H,5,FALSE)=0,IF(H92=\"Na zapytanie\",\"\",\"EUR\"),\"PLN\"),\"\")","v":"PLN"}]
[null,null,null,"P6842 OF",{"$f":"IFERROR(VLOOKUP(D93,Arkusz!A:H,3,FALSE),\"Brak towaru\")","v":"Szafa Progress Open Frame 19\" 42U 600x800mm, bez drzwi i osłon, cokół 100mm, nośność 1000kg, szara RAL 7035"},{"$f":"IFERROR(VLOOKUP(D93,Arkusz!A:H,6,FALSE),\"-\")","v":"TECNOSTEEL"},0.0,{"$f":"IFERROR(IF(VLOOKUP(D93,Arkusz!A:K,5,FALSE)=0,(IF(VLOOKUP(D93,Arkusz!A:K,11,FALSE)=0,\"Na zapytanie\",VLOOKUP(D93,Arkusz!A:K,11,FALSE))),(VLOOKUP(D93,Arkusz!A:K,5,FALSE))),\"Na zapytanie\")","v":1999.24},1999.24,{"$f":"IFERROR(IF(VLOOKUP(D93,Arkusz!A:H,5,FALSE)=0,IF(H93=\"Na zapytanie\",\"\",\"EUR\"),\"PLN\"),\"\")","v":"PLN"}]
[null,null,null,"P6847 OF",{"$f":"IFERROR(VLOOKUP(D94,Arkusz!A:H,3,FALSE),\"Brak towaru\")","v":"Szafa Progress Open Frame 19\" 47U 600x800mm, bez drzwi i osłon, cokół 100mm, nośność 1000kg, szara RAL 7035"},{"$f":"IFERROR(VLOOKUP(D94,Arkusz!A:H,6,FALSE),\"-\")","v":"TECNOSTEEL"},0.0,{"$f":"IFERROR(IF(VLOOKUP(D94,Arkusz!A:K,5,FALSE)=0,(IF(VLOOKUP(D94,Arkusz!A:K,11,FALSE)=0,\"Na zapytanie\",VLOOKUP(D94,Arkusz!A:K,11,FALSE))),(VLOOKUP(D94,Arkusz!A:K,5,FALSE))),\"Na zapytanie\")","v":2778.08},2778.08,{"$f":"IFERROR(IF(VLOOKUP(D94,Arkusz!A:H,5,FALSE)=0,IF(H94=\"Na zapytanie\",\"\",\"EUR\"),\"PLN\"),\"\")","v":"PLN"}]
[null,null,null,"P8633 OF",{"$f":"IFERROR(VLOOKUP(D95,Arkusz!A:H,3,FALSE),\"Brak towaru\")","v":"Szafa Progress Open Frame 19\" 33U 800x600mm, bez drzwi i osłon, cokół 100mm, nośność 1000kg, szara RAL 7035"},{"$f":"IFERROR(VLOOKUP(D95,Arkusz!A:H,6,FALSE),\"-\")","v":"TECNOSTEEL"},0.0,{"$f":"IFERROR(IF(VLOOKUP(D95,Arkusz!A:K,5,FALSE)=0,(IF(VLOOKUP(D95,Arkusz!A:K,11,FALSE)=0,\"Na zapytanie\",VLOOKUP(D95,Arkusz!A:K,11,FALSE))),(VLOOKUP(D95,Arkusz!A:K,5,FALSE))),\"Na zapytanie\")","v":2659.86},2659.86,{"$f":"IFERROR(IF(VLOOKUP(D95,Arkusz!A:H,5,FALSE)=0,IF(H95=\"Na zapytanie\",\"\",\"EUR\"),\"PLN\"),\"\")","v":"PLN"}]
[null,null,null,"P8638 OF",{"$f":"IFERROR(VLOOKUP(D96,Arkusz!A:H,3,FALSE),\"Brak towaru\")","v":"Szafa Progress Open Frame 19\" 38U 800x600mm, bez drzwi i osłon, cokół 100mm, nośność 1000kg, szara RAL 7035"},{"$f":"IFERROR(VLOOKUP(D96,Arkusz!A:H,6,FALSE),\"-\")","v":"TECNOSTEEL"},0.0,{"$f":"IFERROR(IF(VLOOKUP(D96,Arkusz!A:K,5,FALSE)=0,(IF(VLOOKUP(D96,Arkusz!A:K,11,FALSE)=0,\"Na zapytanie\",VLOOKUP(D96,Arkusz!A:K,11,FALSE))),(VLOOKUP(D96,Arkusz!A:K,5,FALSE))),\"Na zapytanie\")","v":2590.32},2590.32,{"$f":"IFERROR(IF(VLOOKUP(D96,Arkusz!A:H,5,FALSE)=0,IF(H96=\"Na zapytanie\",\"\",\"EUR\"),\"PLN\"),\"\")","v":"PLN"}]
[null,null,null,"P8642 OF",{"$f":"IFERROR(VLOOKUP(D97,Arkusz!A:H,3,FALSE),\"Brak towaru\")","v":"Szafa Progress Open Frame 19\" 42U 800x600mm, bez drzwi i osłon, cokół 100mm, nośność 1000kg, szara RAL 7035"},{"$f":"IFERROR(VLOOKUP(D97,Arkusz!A:H,6,FALSE),\"-\")","v":"TECNOSTEEL"},0.0,{"$f":"IFERROR(IF(VLOOKUP(D97,Arkusz!A:K,5,FALSE)=0,(IF(VLOOKUP(D97,Arkusz!A:K,11,FALSE)=0,\"Na zapytanie\",VLOOKUP(D97,Arkusz!A:K,11,FALSE))),(VLOOKUP(D97,Arkusz!A:K,5,FALSE))),\"Na zapytanie\")","v":2677.25},2677.25,{"$f":"IFERROR(IF(VLOOKUP(D97,Arkusz!A:H,5,FALSE)=0,IF(H97=\"Na zapytanie\",\"\",\"EUR\"),\"PLN\"),\"\")","v":"PLN"}]
[null,null,null,"P8647 OF",{"$f":"IFERROR(VLOOKUP(D98,Arkusz!A:H,3,FALSE),\"Brak towaru\")","v":"Szafa Progress Open Frame 19\" 47U 800x600mm, bez drzwi i osłon, cokół 100mm, nośność 1000kg, szara RAL 7035"},{"$f":"IFERROR(VLOOKUP(D98,Arkusz!A:H,6,FALSE),\"-\")","v":"TECNOSTEEL"},0.0,{"$f":"IFERROR(IF(VLOOKUP(D98,Arkusz!A:K,5,FALSE)=0,(IF(VLOOKUP(D98,Arkusz!A:K,11,FALSE)=0,\"Na zapytanie\",VLOOKUP(D98,Arkusz!A:K,11,FALSE))),(VLOOKUP(D98,Arkusz!A:K,5,FALSE))),\"Na zapytanie\")","v":3529.1},3529.1,{"$f":"IFERROR(IF(VLOOKUP(D98,Arkusz!A:H,5,FALSE)=0,IF(H98=\"Na zapytanie\",\"\",\"EUR\"),\"PLN\"),\"\")","v":"PLN"}]
[null,null,null,"P8824 OF",{"$f":"IFERROR(VLOOKUP(D99,Arkusz!A:H,3,FALSE),\"Brak towaru\")","v":"Szafa Progress Open Frame 19\" 24U 800x800mm, bez drzwi i osłon, cokół 100mm, nośność 1000kg, szara RAL 7035"},{"$f":"IFERROR(VLOOKUP(D99,Arkusz!A:H,6,FALSE),\"-\")","v":"TECNOSTEEL"},0.0,{"$f":"IFERROR(IF(VLOOKUP(D99,Arkusz!A:K,5,FALSE)=0,(IF(VLOOKUP(D99,Arkusz!A:K,11,FALSE)=0,\"Na zapytanie\",VLOOKUP(D99,Arkusz!A:K,11,FALSE))),(VLOOKUP(D99,Arkusz!A:K,5,FALSE))),\"Na zapytanie\")","v":2086.17},2086.17,{"$f":"IFERROR(IF(VLOOKUP(D99,Arkusz!A:H,5,FALSE)=0,IF(H99=\"Na zapytanie\",\"\",\"EUR\"),\"PLN\"),\"\")","v":"PLN"}]
[null,null,null,"P8833 OF",{"$f":"IFERROR(VLOOKUP(D100,Arkusz!A:H,3,FALSE),\"Brak towaru\")","v":"Szafa Progress Open Frame 19\" 33U 800x800mm, bez drzwi i osłon, cokół 100mm, nośność 1000kg, szara RAL 7035"},{"$f":"IFERROR(VLOOKUP(D100,Arkusz!A:H,6,FALSE),\"-\")","v":"TECNOSTEEL"},0.0,{"$f":"IFERROR(IF(VLOOKUP(D100,Arkusz!A:K,5,FALSE)=0,(IF(VLOOKUP(D100,Arkusz!A:K,11,FALSE)=0,\"Na zapytanie\",VLOOKUP(D100,Arkusz!A:K,11,FALSE))),(VLOOKUP(D100,Arkusz!A:K,5,FALSE))),\"Na zapytanie\")","v":3111.87},3111.87,{"$f":"IFERROR(IF(VLOOKUP(D100,Arkusz!A:H,5,FALSE)=0,IF(H100=\"Na zapytanie\",\"\",\"EUR\"),\"PLN\"),\"\")","v":"PLN"}]
[null,null,null,"P8838 OF",{"$f":"IFERROR(VLOOKUP(D101,Arkusz!A:H,3,FALSE),\"Brak towaru\")","v":"Szafa Progress Open Frame 19\" 38U 800x800mm, bez drzwi i osłon, cokół 100mm, nośność 1000kg, szara RAL 7035"},{"$f":"IFERROR(VLOOKUP(D101,Arkusz!A:H,6,FALSE),\"-\")","v":"TECNOSTEEL"},0.0,{"$f":"IFERROR(IF(VLOOKUP(D101,Arkusz!A:K,5,FALSE)=0,(IF(VLOOKUP(D101,Arkusz!A:K,11,FALSE)=0,\"Na zapytanie\",VLOOKUP(D101,Arkusz!A:K,11,FALSE))),(VLOOKUP(D101,Arkusz!A:K,5,FALSE))),\"Na zapytanie\")","v":3355.25},3355.25,{"$f":"IFERROR(IF(VLOOKUP(D101,Arkusz!A:H,5,FALSE)=0,IF(H101=\"Na zapytanie\",\"\",\"EUR\"),\"PLN\"),\"\")","v":"PLN"}]
[null,null,null,"P8842 OF",{"$f":"IFERROR(VLOOKUP(D102,Arkusz!A:H,3,FALSE),\"Brak towaru\")","v":"Szafa Progress Open Frame 19\" 42U 800x800mm, bez drzwi i osłon, cokół 100mm, nośność 1000kg, szara RAL 7035"},{"$f":"IFERROR(VLOOKUP(D102,Arkusz!A:H,6,FALSE),\"-\")","v":"TECNOSTEEL"},0.0,{"$f":"IFERROR(IF(VLOOKUP(D102,Arkusz!A:K,5,FALSE)=0,(IF(VLOOKUP(D102,Arkusz!A:K,11,FALSE)=0,\"Na zapytanie\",VLOOKUP(D102,Arkusz!A:K,11,FALSE))),(VLOOKUP(D102,Arkusz!A:K,5,FALSE))),\"Na zapytanie\")","v":2329.55},2329.55,{"$f":"IFERROR(IF(VLOOKUP(D102,Arkusz!A:H,5,FALSE)=0,IF(H102=\"Na zapytanie\",\"\",\"EUR\"),\"PLN\"),\"\")","v":"PLN"}]
[null,null,null,"P8847 OF",{"$f":"IFERROR(VLOOKUP(D103,Arkusz!A:H,3,FALSE),\"Brak towaru\")","v":"Szafa Progress Open Frame 19\" 47U 800x800mm, bez drzwi i osłon, cokół 100mm, nośność 1000kg, szara RAL 7035"},{"$f":"IFERROR(VLOOKUP(D103,Arkusz!A:H,6,FALSE),\"-\")","v":"TECNOSTEEL"},0.0,{"$f":"IFERROR(IF(VLOOKUP(D103,Arkusz!A:K,5,FALSE)=0,(IF(VLOOKUP(D103,Arkusz!A:K,11,FALSE)=0,\"Na zapytanie\",VLOOKUP(D103,Arkusz!A:K,11,FALSE))),(VLOOKUP(D103,Arkusz!A:K,5,FALSE))),\"Na zapytanie\")","v":2868.48},2868.48,{"$f":"IFERROR(IF(VLOOKUP(D103,Arkusz!A:H,5,FALSE)=0,IF(H103=\"Na zapytanie\",\"\",\"EUR\"),\"PLN\"),\"\")","v":"PLN"}]

{"sheet":"Szafy wiszące","index":8,"n_rows":69,"n_cols":10,"rows_kept":69,"cut":false,"hidden":false,"merged":[[0,0,0,2]]}
["Kategoria produktu",null,null,"Numer katalogowy","Opis","Grupa rabatowa","Rabat","Cena katalogowa","Cena po rabacie","Waluta"]
["Szafy wiszące + wentylatory"]
[null,"Szafki CobiCabling Ravus, kolor czarny RAL9004"]
[null,null,"Głębokość 450mm"]
[null,null,null,"RCR01-0404",{"$f":"IFERROR(VLOOKUP(D5,Arkusz!A:H,3,FALSE),\"Brak towaru\")","v":"Szafa wisząca CobiCabling Ravus 19\" 4U 600x450mm, drzwi przednie przeszklone, zdejmowane osłony boczne z zamkiem, czarna RAL 9005"},{"$f":"IFERROR(VLOOKUP(D5,Arkusz!A:H,6,FALSE),\"-\")","v":"Cobi szafy"},0.0,{"$f":"IFERROR(IF(VLOOKUP(D5,Arkusz!A:K,5,FALSE)=0,(IF(VLOOKUP(D5,Arkusz!A:K,11,FALSE)=0,\"Na zapytanie\",VLOOKUP(D5,Arkusz!A:K,11,FALSE))),(VLOOKUP(D5,Arkusz!A:K,5,FALSE))),\"Na zapytanie\")","v":431.68},{"$f":"IFERROR(IF(H5=\"Na zapytanie\",\"\",H5*(1-G5)),\"\")","v":431.68},{"$f":"IFERROR(IF(VLOOKUP(D5,Arkusz!A:H,5,FALSE)=0,IF(H5=\"Na zapytanie\",\"\",\"EUR\"),\"PLN\"),\"\")","v":"PLN"}]
[null,null,null,"RCR01-0406",{"$f":"IFERROR(VLOOKUP(D6,Arkusz!A:H,3,FALSE),\"Brak towaru\")","v":"Szafa wisząca CobiCabling Ravus 19\" 6U 600x450mm, drzwi przednie przeszklone, zdejmowane osłony boczne z zamkiem, czarna RAL 9005"},{"$f":"IFERROR(VLOOKUP(D6,Arkusz!A:H,6,FALSE),\"-\")","v":"Cobi szafy"},0.0,{"$f":"IFERROR(IF(VLOOKUP(D6,Arkusz!A:K,5,FALSE)=0,(IF(VLOOKUP(D6,Arkusz!A:K,11,FALSE)=0,\"Na zapytanie\",VLOOKUP(D6,Arkusz!A:K,11,FALSE))),(VLOOKUP(D6,Arkusz!A:K,5,FALSE))),\"Na zapytanie\")","v":482.91},482.91,{"$f":"IFERROR(IF(VLOOKUP(D6,Arkusz!A:H,5,FALSE)=0,IF(H6=\"Na zapytanie\",\"\",\"EUR\"),\"PLN\"),\"\")","v":"PLN"}]
[null,null,null,"RCR01-0409",{"$f":"IFERROR(VLOOKUP(D7,Arkusz!A:H,3,FALSE),\"Brak towaru\")","v":"Szafa wisząca CobiCabling Ravus 19\" 9U 600x450mm, drzwi przednie przeszklone, zdejmowane osłony boczne z zamkiem, czarna RAL 9005"},{"$f":"IFERROR(VLOOKUP(D7,Arkusz!A:H,6,FALSE),\"-\")","v":"Cobi szafy"},0.0,{"$f":"IFERROR(IF(VLOOKUP(D7,Arkusz!A:K,5,FALSE)=0,(IF(VLOOKUP(D7,Arkusz!A:K,11,FALSE)=0,\"Na zapytanie\",VLOOKUP(D7,Arkusz!A:K,11,FALSE))),(VLOOKUP(D7,Arkusz!A:K,5,FALSE))),\"Na zapytanie\")","v":559.22},559.22,{"$f":"IFERROR(IF(VLOOKUP(D7,Arkusz!A:H,5,FALSE)=0,IF(H7=\"Na zapytanie\",\"\",\"EUR\"),\"PLN\"),\"\")","v":"PLN"}]
[null,null,null,"RCR01-0412",{"$f":"IFERROR(VLOOKUP(D8,Arkusz!A:H,3,FALSE),\"Brak towaru\")","v":"Szafa wisząca CobiCabling Ravus 19\" 12U 600x450mm, drzwi przednie przeszklone, zdejmowane osłony boczne z zamkiem, czarna RAL 9005"},{"$f":"IFERROR(VLOOKUP(D8,Arkusz!A:H,6,FALSE),\"-\")","v":"Cobi szafy"},0.0,{"$f":"IFERROR(IF(VLOOKUP(D8,Arkusz!A:K,5,FALSE)=0,(IF(VLOOKUP(D8,Arkusz!A:K,11,FALSE)=0,\"Na zapytanie\",VLOOKUP(D8,Arkusz!A:K,11,FALSE))),(VLOOKUP(D8,Arkusz!A:K,5,FALSE))),\"Na zapytanie\")","v":637.95},637.95,{"$f":"IFERROR(IF(VLOOKUP(D8,Arkusz!A:H,5,FALSE)=0,IF(H8=\"Na zapytanie\",\"\",\"EUR\"),\"PLN\"),\"\")","v":"PLN"}]
[null,null,null,"RCR01-0415",{"$f":"IFERROR(VLOOKUP(D9,Arkusz!A:H,3,FALSE),\"Brak towaru\")","v":"Szafa wisząca CobiCabling Ravus 19\" 15U 600x450mm, drzwi przednie przeszklone, zdejmowane osłony boczne z zamkiem, czarna RAL 9005"},{"$f":"IFERROR(VLOOKUP(D9,Arkusz!A:H,6,FALSE),\"-\")","v":"Cobi szafy"},0.0,{"$f":"IFERROR(IF(VLOOKUP(D9,Arkusz!A:K,5,FALSE)=0,(IF(VLOOKUP(D9,Arkusz!A:K,11,FALSE)=0,\"Na zapytanie\",VLOOKUP(D9,Arkusz!A:K,11,FALSE))),(VLOOKUP(D9,Arkusz!A:K,5,FALSE))),\"Na zapytanie\")","v":724.99},724.99,{"$f":"IFERROR(IF(VLOOKUP(D9,Arkusz!A:H,5,FALSE)=0,IF(H9=\"Na zapytanie\",\"\",\"EUR\"),\"PLN\"),\"\")","v":"PLN"}]
[null,null,null,"RCR01-0418",{"$f":"IFERROR(VLOOKUP(D10,Arkusz!A:H,3,FALSE),\"Brak towaru\")","v":"Szafa wisząca CobiCabling Ravus 19\" 18U 600x450mm, drzwi przednie przeszklone, zdejmowane osłony boczne z zamkiem, czarna RAL 9005"},{"$f":"IFERROR(VLOOKUP(D10,Arkusz!A:H,6,FALSE),\"-\")","v":"Cobi szafy"},0.0,{"$f":"IFERROR(IF(VLOOKUP(D10,Arkusz!A:K,5,FALSE)=0,(IF(VLOOKUP(D10,Arkusz!A:K,11,FALSE)=0,\"Na zapytanie\",VLOOKUP(D10,Arkusz!A:K,11,FALSE))),(VLOOKUP(D10,Arkusz!A:K,5,FALSE))),\"Na zapytanie\")","v":802.5},802.5,{"$f":"IFERROR(IF(VLOOKUP(D10,Arkusz!A:H,5,FALSE)=0,IF(H10=\"Na zapytanie\",\"\",\"EUR\"),\"PLN\"),\"\")","v":"PLN"}]
[null,null,null,"RCR01-0422",{"$f":"IFERROR(VLOOKUP(D11,Arkusz!A:H,3,FALSE),\"Brak towaru\")","v":"Szafa wisząca CobiCabling Ravus 19\" 22U 600x450mm, drzwi przednie przeszklone, zdejmowane osłony boczne z zamkiem, czarna RAL 9005"},{"$f":"IFERROR(VLOOKUP(D11,Arkusz!A:H,6,FALSE),\"-\")","v":"Cobi szafy"},0.0,{"$f":"IFERROR(IF(VLOOKUP(D11,Arkusz!A:K,5,FALSE)=0,(IF(VLOOKUP(D11,Arkusz!A:K,11,FALSE)=0,\"Na zapytanie\",VLOOKUP(D11,Arkusz!A:K,11,FALSE))),(VLOOKUP(D11,Arkusz!A:K,5,FALSE))),\"Na zapytanie\")","v":907.41},907.41,{"$f":"IFERROR(IF(VLOOKUP(D11,Arkusz!A:H,5,FALSE)=0,IF(H11=\"Na zapytanie\",\"\",\"EUR\"),\"PLN\"),\"\")","v":"PLN"}]
[null,null,null,"RCR01-0427",{"$f":"IFERROR(VLOOKUP(D12,Arkusz!A:H,3,FALSE),\"Brak towaru\")","v":"Szafa wisząca CobiCabling Ravus 19\" 27U 600x450mm, drzwi przednie przeszklone, zdejmowane osłony boczne z zamkiem, czarna RAL 9005"},{"$f":"IFERROR(VLOOKUP(D12,Arkusz!A:H,6,FALSE),\"-\")","v":"Cobi szafy"},0.0,{"$f":"IFERROR(IF(VLOOKUP(D12,Arkusz!A:K,5,FALSE)=0,(IF(VLOOKUP(D12,Arkusz!A:K,11,FALSE)=0,\"Na zapytanie\",VLOOKUP(D12,Arkusz!A:K,11,FALSE))),(VLOOKUP(D12,Arkusz!A:K,5,FALSE))),\"Na zapytanie\")","v":1038.51},1038.51,{"$f":"IFERROR(IF(VLOOKUP(D12,Arkusz!A:H,5,FALSE)=0,IF(H12=\"Na zapytanie\",\"\",\"EUR\"),\"PLN\"),\"\")","v":"PLN"}]
[null,null,null,"ACR01-0230",{"$f":"IFERROR(VLOOKUP(D13,Arkusz!A:H,3,FALSE),\"Brak towaru\")","v":"Dachowy panel 2-wentylatorowy do szafek wiszących CobiCabling Ravus, czarny RAL9005"},{"$f":"IFERROR(VLOOKUP(D13,Arkusz!A:H,6,FALSE),\"-\")","v":"Cobi szafy akcesoria"},0.0,{"$f":"IFERROR(IF(VLOOKUP(D13,Arkusz!A:K,5,FALSE)=0,(IF(VLOOKUP(D13,Arkusz!A:K,11,FALSE)=0,\"Na zapytanie\",VLOOKUP(D13,Arkusz!A:K,11,FALSE))),(VLOOKUP(D13,Arkusz!A:K,5,FALSE))),\"Na zapytanie\")","v":277.28},277.28,{"$f":"IFERROR(IF(VLOOKUP(D13,Arkusz!A:H,5,FALSE)=0,IF(H13=\"Na zapytanie\",\"\",\"EUR\"),\"PLN\"),\"\")","v":"PLN"}]
[null,null,null,"A00-0230",{"$f":"IFERROR(VLOOKUP(D14,Arkusz!A:H,3,FALSE),\"Brak towaru\")","v":"Termostat z uchwytem"},{"$f":"IFERROR(VLOOKUP(D14,Arkusz!A:H,6,FALSE),\"-\")","v":"Cobi szafy akcesoria"},0.0,{"$f":"IFERROR(IF(VLOOKUP(D14,Arkusz!A:K,5,FALSE)=0,(IF(VLOOKUP(D14,Arkusz!A:K,11,FALSE)=0,\"Na zapytanie\",VLOOKUP(D14,Arkusz!A:K,11,FALSE))),(VLOOKUP(D14,Arkusz!A:K,5,FALSE))),\"Na zapytanie\")","v":49.32},49.32,{"$f":"IFERROR(IF(VLOOKUP(D14,Arkusz!A:H,5,FALSE)=0,IF(H14=\"Na zapytanie\",\"\",\"EUR\"),\"PLN\"),\"\")","v":"PLN"}]
[null,null,"Głębokość 600mm"]
[null,null,null,"RCR01-0606",{"$f":"IFERROR(VLOOKUP(D16,Arkusz!A:H,3,FALSE),\"Brak towaru\")","v":"Szafa wisząca CobiCabling Ravus 19\" 6U 600x600mm, drzwi przednie przeszklone, zdejmowane osłony boczne z zamkiem, czarna RAL 9005"},{"$f":"IFERROR(VLOOKUP(D16,Arkusz!A:H,6,FALSE),\"-\")","v":"Cobi szafy"},0.0,{"$f":"IFERROR(IF(VLOOKUP(D16,Arkusz!A:K,5,FALSE)=0,(IF(VLOOKUP(D16,Arkusz!A:K,11,FALSE)=0,\"Na zapytanie\",VLOOKUP(D16,Arkusz!A:K,11,FALSE))),(VLOOKUP(D16,Arkusz!A:K,5,FALSE))),\"Na zapytanie\")","v":546.09},{"$f":"IFERROR(IF(H16=\"Na zapytanie\",\"\",H16*(1-G16)),\"\")","v":546.09},{"$f":"IFERROR(IF(VLOOKUP(D16,Arkusz!A:H,5,FALSE)=0,IF(H16=\"Na zapytanie\",\"\",\"EUR\"),\"PLN\"),\"\")","v":"PLN"}]
[null,null,null,"RCR01-0609",{"$f":"IFERROR(VLOOKUP(D17,Arkusz!A:H,3,FALSE),\"Brak towaru\")","v":"Szafa wisząca CobiCabling Ravus 19\" 9U 600x600mm, drzwi przednie przeszklone, zdejmowane osłony boczne z zamkiem, czarna RAL 9005"},{"$f":"IFERROR(VLOOKUP(D17,Arkusz!A:H,6,FALSE),\"-\")","v":"Cobi szafy"},0.0,{"$f":"IFERROR(IF(VLOOKUP(D17,Arkusz!A:K,5,FALSE)=0,(IF(VLOOKUP(D17,Arkusz!A:K,11,FALSE)=0,\"Na zapytanie\",VLOOKUP(D17,Arkusz!A:K,11,FALSE))),(VLOOKUP(D17,Arkusz!A:K,5,FALSE))),\"Na zapytanie\")","v":629.57},629.57,{"$f":"IFERROR(IF(VLOOKUP(D17,Arkusz!A:H,5,FALSE)=0,IF(H17=\"Na zapytanie\",\"\",\"EUR\"),\"PLN\"),\"\")","v":"PLN"}]
[null,null,null,"RCR01-0612",{"$f":"IFERROR(VLOOKUP(D18,Arkusz!A:H,3,FALSE),\"Brak towaru\")","v":"Szafa wisząca CobiCabling Ravus 19\" 12U 600x600mm, drzwi przednie przeszklone, zdejmowane osłony boczne z zamkiem, czarna RAL 9005"},{"$f":"IFERROR(VLOOKUP(D18,Arkusz!A:H,6,FALSE),\"-\")","v":"Cobi szafy"},0.0,{"$f":"IFERROR(IF(VLOOKUP(D18,Arkusz!A:K,5,FALSE)=0,(IF(VLOOKUP(D18,Arkusz!A:K,11,FALSE)=0,\"Na zapytanie\",VLOOKUP(D18,Arkusz!A:K,11,FALSE))),(VLOOKUP(D18,Arkusz!A:K,5,FALSE))),\"Na zapytanie\")","v":714.26},714.26,{"$f":"IFERROR(IF(VLOOKUP(D18,Arkusz!A:H,5,FALSE)=0,IF(H18=\"Na zapytanie\",\"\",\"EUR\"),\"PLN\"),\"\")","v":"PLN"}]
[null,null,null,"RCR01-0615",{"$f":"IFERROR(VLOOKUP(D19,Arkusz!A:H,3,FALSE),\"Brak towaru\")","v":"Szafa wisząca CobiCabling Ravus 19\" 15U 600x600mm, drzwi przednie przeszklone, zdejmowane osłony boczne z zamkiem, czarna RAL 9005"},{"$f":"IFERROR(VLOOKUP(D19,Arkusz!A:H,6,FALSE),\"-\")","v":"Cobi szafy"},0.0,{"$f":"IFERROR(IF(VLOOKUP(D19,Arkusz!A:K,5,FALSE)=0,(IF(VLOOKUP(D19,Arkusz!A:K,11,FALSE)=0,\"Na zapytanie\",VLOOKUP(D19,Arkusz!A:K,11,FALSE))),(VLOOKUP(D19,Arkusz!A:K,5,FALSE))),\"Na zapytanie\")","v":810.79},810.79,{"$f":"IFERROR(IF(VLOOKUP(D19,Arkusz!A:H,5,FALSE)=0,IF(H19=\"Na zapytanie\",\"\",\"EUR\"),\"PLN\"),\"\")","v":"PLN"}]
[null,null,null,"RCR01-0618",{"$f":"IFERROR(VLOOKUP(D20,Arkusz!A:H,3,FALSE),\"Brak towaru\")","v":"Szafa wisząca CobiCabling Ravus 19\" 18U 600x600mm, drzwi przednie przeszklone, zdejmowane osłony boczne z zamkiem, czarna RAL 9005"},{"$f":"IFERROR(VLOOKUP(D20,Arkusz!A:H,6,FALSE),\"-\")","v":"Cobi szafy"},0.0,{"$f":"IFERROR(IF(VLOOKUP(D20,Arkusz!A:K,5,FALSE)=0,(IF(VLOOKUP(D20,Arkusz!A:K,11,FALSE)=0,\"Na zapytanie\",VLOOKUP(D20,Arkusz!A:K,11,FALSE))),(VLOOKUP(D20,Arkusz!A:K,5,FALSE))),\"Na zapytanie\")","v":895.49},895.49,{"$f":"IFERROR(IF(VLOOKUP(D20,Arkusz!A:H,5,FALSE)=0,IF(H20=\"Na zapytanie\",\"\",\"EUR\"),\"PLN\"),\"\")","v":"PLN"}]
[null,null,null,"RCR01-0622",{"$f":"IFERROR(VLOOKUP(D21,Arkusz!A:H,3,FALSE),\"Brak towaru\")","v":"Szafa wisząca CobiCabling Ravus 19\" 22U 600x600mm, drzwi przednie przeszklone, zdejmowane osłony boczne z zamkiem, czarna RAL 9005"},{"$f":"IFERROR(VLOOKUP(D21,Arkusz!A:H,6,FALSE),\"-\")","v":"Cobi szafy"},0.0,{"$f":"IFERROR(IF(VLOOKUP(D21,Arkusz!A:K,5,FALSE)=0,(IF(VLOOKUP(D21,Arkusz!A:K,11,FALSE)=0,\"Na zapytanie\",VLOOKUP(D21,Arkusz!A:K,11,FALSE))),(VLOOKUP(D21,Arkusz!A:K,5,FALSE))),\"Na zapytanie\")","v":1008.78},1008.78,{"$f":"IFERROR(IF(VLOOKUP(D21,Arkusz!A:H,5,FALSE)=0,IF(H21=\"Na zapytanie\",\"\",\"EUR\"),\"PLN\"),\"\")","v":"PLN"}]
[null,null,null,"RCR01-0627",{"$f":"IFERROR(VLOOKUP(D22,Arkusz!A:H,3,FALSE),\"Brak towaru\")","v":"Szafa wisząca CobiCabling Ravus 19\" 27U 600x600mm, drzwi przednie przeszklone, zdejmowane osłony boczne z zamkiem, czarna RAL 9005"},{"$f":"IFERROR(VLOOKUP(D22,Arkusz!A:H,6,FALSE),\"-\")","v":"Cobi szafy"},0.0,{"$f":"IFERROR(IF(VLOOKUP(D22,Arkusz!A:K,5,FALSE)=0,(IF(VLOOKUP(D22,Arkusz!A:K,11,FALSE)=0,\"Na zapytanie\",VLOOKUP(D22,Arkusz!A:K,11,FALSE))),(VLOOKUP(D22,Arkusz!A:K,5,FALSE))),\"Na zapytanie\")","v":1151.81},1151.81,{"$f":"IFERROR(IF(VLOOKUP(D22,Arkusz!A:H,5,FALSE)=0,IF(H22=\"Na zapytanie\",\"\",\"EUR\"),\"PLN\"),\"\")","v":"PLN"}]
[null,null,null,"ACR01-0230",{"$f":"IFERROR(VLOOKUP(D23,Arkusz!A:H,3,FALSE),\"Brak towaru\")","v":"Dachowy panel 2-wentylatorowy do szafek wiszących CobiCabling Ravus, czarny RAL9005"},{"$f":"IFERROR(VLOOKUP(D23,Arkusz!A:H,6,FALSE),\"-\")","v":"Cobi szafy akcesoria"},0.0,{"$f":"IFERROR(IF(VLOOKUP(D23,Arkusz!A:K,5,FALSE)=0,(IF(VLOOKUP(D23,Arkusz!A:K,11,FALSE)=0,\"Na zapytanie\",VLOOKUP(D23,Arkusz!A:K,11,FALSE))),(VLOOKUP(D23,Arkusz!A:K,5,FALSE))),\"Na zapytanie\")","v":277.28},277.28,{"$f":"IFERROR(IF(VLOOKUP(D23,Arkusz!A:H,5,FALSE)=0,IF(H23=\"Na zapytanie\",\"\",\"EUR\"),\"PLN\"),\"\")","v":"PLN"}]
[null,null,null,"A00-0230",{"$f":"IFERROR(VLOOKUP(D24,Arkusz!A:H,3,FALSE),\"Brak towaru\")","v":"Termostat z uchwytem"},{"$f":"IFERROR(VLOOKUP(D24,Arkusz!A:H,6,FALSE),\"-\")","v":"Cobi szafy akcesoria"},0.0,{"$f":"IFERROR(IF(VLOOKUP(D24,Arkusz!A:K,5,FALSE)=0,(IF(VLOOKUP(D24,Arkusz!A:K,11,FALSE)=0,\"Na zapytanie\",VLOOKUP(D24,Arkusz!A:K,11,FALSE))),(VLOOKUP(D24,Arkusz!A:K,5,FALSE))),\"Na zapytanie\")","v":49.32},49.32,{"$f":"IFERROR(IF(VLOOKUP(D24,Arkusz!A:H,5,FALSE)=0,IF(H24=\"Na zapytanie\",\"\",\"EUR\"),\"PLN\"),\"\")","v":"PLN"}]
[null,"Szafki CobiCabling RC, kolor czarny RAL9004"]
[null,null,"Głębokość 450mm"]
[null,null,null,"RC01-0406",{"$f":"IFERROR(VLOOKUP(D27,Arkusz!A:H,3,FALSE),\"Brak towaru\")","v":"Szafa wisząca CobiCabling 19\" 6U 600x450mm, drzwi przednie przeszklone, zdejmowane osłony boczne, czarna RAL 9005"},{"$f":"IFERROR(VLOOKUP(D27,Arkusz!A:H,6,FALSE),\"-\")","v":"Cobi szafy"},0.0,{"$f":"IFERROR(IF(VLOOKUP(D27,Arkusz!A:K,5,FALSE)=0,(IF(VLOOKUP(D27,Arkusz!A:K,11,FALSE)=0,\"Na zapytanie\",VLOOKUP(D27,Arkusz!A:K,11,FALSE))),(VLOOKUP(D27,Arkusz!A:K,5,FALSE))),\"Na zapytanie\")","v":412.23},{"$f":"IFERROR(IF(H27=\"Na zapytanie\",\"\",H27*(1-G27)),\"\")","v":412.23},{"$f":"IFERROR(IF(VLOOKUP(D27,Arkusz!A:H,5,FALSE)=0,IF(H27=\"Na zapytanie\",\"\",\"EUR\"),\"PLN\"),\"\")","v":"PLN"}]
[null,null,null,"RC01-0409",{"$f":"IFERROR(VLOOKUP(D28,Arkusz!A:H,3,FALSE),\"Brak towaru\")","v":"Szafa wisząca CobiCabling 19\" 9U 600x450mm, drzwi przednie przeszklone, zdejmowane osłony boczne, czarna RAL 9005"},{"$f":"IFERROR(VLOOKUP(D28,Arkusz!A:H,6,FALSE),\"-\")","v":"Cobi szafy"},0.0,{"$f":"IFERROR(IF(VLOOKUP(D28,Arkusz!A:K,5,FALSE)=0,(IF(VLOOKUP(D28,Arkusz!A:K,11,FALSE)=0,\"Na zapytanie\",VLOOKUP(D28,Arkusz!A:K,11,FALSE))),(VLOOKUP(D28,Arkusz!A:K,5,FALSE))),\"Na zapytanie\")","v":534.51},534.51,{"$f":"IFERROR(IF(VLOOKUP(D28,Arkusz!A:H,5,FALSE)=0,IF(H28=\"Na zapytanie\",\"\",\"EUR\"),\"PLN\"),\"\")","v":"PLN"}]
[null,null,null,"RC01-0412",{"$f":"IFERROR(VLOOKUP(D29,Arkusz!A:H,3,FALSE),\"Brak towaru\")","v":"Szafa wisząca CobiCabling 19\" 12U 600x450mm, drzwi przednie przeszklone, zdejmowane osłony boczne, czarna RAL 9005"},{"$f":"IFERROR(VLOOKUP(D29,Arkusz!A:H,6,FALSE),\"-\")","v":"Cobi szafy"},0.0,{"$f":"IFERROR(IF(VLOOKUP(D29,Arkusz!A:K,5,FALSE)=0,(IF(VLOOKUP(D29,Arkusz!A:K,11,FALSE)=0,\"Na zapytanie\",VLOOKUP(D29,Arkusz!A:K,11,FALSE))),(VLOOKUP(D29,Arkusz!A:K,5,FALSE))),\"Na zapytanie\")","v":637.99},637.99,{"$f":"IFERROR(IF(VLOOKUP(D29,Arkusz!A:H,5,FALSE)=0,IF(H29=\"Na zapytanie\",\"\",\"EUR\"),\"PLN\"),\"\")","v":"PLN"}]
[null,null,null,"RC01-0415",{"$f":"IFERROR(VLOOKUP(D30,Arkusz!A:H,3,FALSE),\"Brak towaru\")","v":"Szafa wisząca CobiCabling 19\" 15U 600x450mm, drzwi przednie przeszklone, zdejmowane osłony boczne, czarna RAL 9005"},{"$f":"IFERROR(VLOOKUP(D30,Arkusz!A:H,6,FALSE),\"-\")","v":"Cobi szafy"},0.0,{"$f":"IFERROR(IF(VLOOKUP(D30,Arkusz!A:K,5,FALSE)=0,(IF(VLOOKUP(D30,Arkusz!A:K,11,FALSE)=0,\"Na zapytanie\",VLOOKUP(D30,Arkusz!A:K,11,FALSE))),(VLOOKUP(D30,Arkusz!A:K,5,FALSE))),\"Na zapytanie\")","v":758.71},758.71,{"$f":"IFERROR(IF(VLOOKUP(D30,Arkusz!A:H,5,FALSE)=0,IF(H30=\"Na zapytanie\",\"\",\"EUR\"),\"PLN\"),\"\")","v":"PLN"}]
[null,null,null,"RC01-0418",{"$f":"IFERROR(VLOOKUP(D31,Arkusz!A:H,3,FALSE),\"Brak towaru\")","v":"Szafa wisząca CobiCabling 19\" 18U 600x450mm, drzwi przednie przeszklone, zdejmowane osłony boczne, czarna RAL 9005"},{"$f":"IFERROR(VLOOKUP(D31,Arkusz!A:H,6,FALSE),\"-\")","v":"Cobi szafy"},0.0,{"$f":"IFERROR(IF(VLOOKUP(D31,Arkusz!A:K,5,FALSE)=0,(IF(VLOOKUP(D31,Arkusz!A:K,11,FALSE)=0,\"Na zapytanie\",VLOOKUP(D31,Arkusz!A:K,11,FALSE))),(VLOOKUP(D31,Arkusz!A:K,5,FALSE))),\"Na zapytanie\")","v":718.92},718.92,{"$f":"IFERROR(IF(VLOOKUP(D31,Arkusz!A:H,5,FALSE)=0,IF(H31=\"Na zapytanie\",\"\",\"EUR\"),\"PLN\"),\"\")","v":"PLN"}]
[null,null,null,"AC01-0229",{"$f":"IFERROR(VLOOKUP(D32,Arkusz!A:H,3,FALSE),\"Brak towaru\")","v":"Wentylator dla szafek wiszących, wtyczka EU"},{"$f":"IFERROR(VLOOKUP(D32,Arkusz!A:H,6,FALSE),\"-\")","v":"Cobi szafy akcesoria"},0.0,{"$f":"IFERROR(IF(VLOOKUP(D32,Arkusz!A:K,5,FALSE)=0,(IF(VLOOKUP(D32,Arkusz!A:K,11,FALSE)=0,\"Na zapytanie\",VLOOKUP(D32,Arkusz!A:K,11,FALSE))),(VLOOKUP(D32,Arkusz!A:K,5,FALSE))),\"Na zapytanie\")","v":73.92},73.92,{"$f":"IFERROR(IF(VLOOKUP(D32,Arkusz!A:H,5,FALSE)=0,IF(H32=\"Na zapytanie\",\"\",\"EUR\"),\"PLN\"),\"\")","v":"PLN"}]
[null,null,null,"A00-0230",{"$f":"IFERROR(VLOOKUP(D33,Arkusz!A:H,3,FALSE),\"Brak towaru\")","v":"Termostat z uchwytem"},{"$f":"IFERROR(VLOOKUP(D33,Arkusz!A:H,6,FALSE),\"-\")","v":"Cobi szafy akcesoria"},0.0,{"$f":"IFERROR(IF(VLOOKUP(D33,Arkusz!A:K,5,FALSE)=0,(IF(VLOOKUP(D33,Arkusz!A:K,11,FALSE)=0,\"Na zapytanie\",VLOOKUP(D33,Arkusz!A:K,11,FALSE))),(VLOOKUP(D33,Arkusz!A:K,5,FALSE))),\"Na zapytanie\")","v":49.32},49.32,{"$f":"IFERROR(IF(VLOOKUP(D33,Arkusz!A:H,5,FALSE)=0,IF(H33=\"Na zapytanie\",\"\",\"EUR\"),\"PLN\"),\"\")","v":"PLN"}]
[null,null,"Głębokość 600mm"]
[null,null,null,"RC01-0606",{"$f":"IFERROR(VLOOKUP(D35,Arkusz!A:H,3,FALSE),\"Brak towaru\")","v":"Szafa wisząca CobiCabling 19\" 6U 600x600mm, drzwi przednie przeszklone, zdejmowane osłony boczne, czarna RAL 9005"},{"$f":"IFERROR(VLOOKUP(D35,Arkusz!A:H,6,FALSE),\"-\")","v":"Cobi szafy"},0.0,{"$f":"IFERROR(IF(VLOOKUP(D35,Arkusz!A:K,5,FALSE)=0,(IF(VLOOKUP(D35,Arkusz!A:K,11,FALSE)=0,\"Na zapytanie\",VLOOKUP(D35,Arkusz!A:K,11,FALSE))),(VLOOKUP(D35,Arkusz!A:K,5,FALSE))),\"Na zapytanie\")","v":473.27},{"$f":"IFERROR(IF(H35=\"Na zapytanie\",\"\",H35*(1-G35)),\"\")","v":473.27},{"$f":"IFERROR(IF(VLOOKUP(D35,Arkusz!A:H,5,FALSE)=0,IF(H35=\"Na zapytanie\",\"\",\"EUR\"),\"PLN\"),\"\")","v":"PLN"}]
[null,null,null,"RC01-0609",{"$f":"IFERROR(VLOOKUP(D36,Arkusz!A:H,3,FALSE),\"Brak towaru\")","v":"Szafa wisząca CobiCabling 19\" 9U 600x600mm, drzwi przednie przeszklone, zdejmowane osłony boczne, czarna RAL 9005"},{"$f":"IFERROR(VLOOKUP(D36,Arkusz!A:H,6,FALSE),\"-\")","v":"Cobi szafy"},0.0,{"$f":"IFERROR(IF(VLOOKUP(D36,Arkusz!A:K,5,FALSE)=0,(IF(VLOOKUP(D36,Arkusz!A:K,11,FALSE)=0,\"Na zapytanie\",VLOOKUP(D36,Arkusz!A:K,11,FALSE))),(VLOOKUP(D36,Arkusz!A:K,5,FALSE))),\"Na zapytanie\")","v":603.49},603.49,{"$f":"IFERROR(IF(VLOOKUP(D36,Arkusz!A:H,5,FALSE)=0,IF(H36=\"Na zapytanie\",\"\",\"EUR\"),\"PLN\"),\"\")","v":"PLN"}]
[null,null,null,"RC01-0612",{"$f":"IFERROR(VLOOKUP(D37,Arkusz!A:H,3,FALSE),\"Brak towaru\")","v":"Szafa wisząca CobiCabling 19\" 12U 600x600mm, drzwi przednie przeszklone, zdejmowane osłony boczne, czarna RAL 9005"},{"$f":"IFERROR(VLOOKUP(D37,Arkusz!A:H,6,FALSE),\"-\")","v":"Cobi szafy"},0.0,{"$f":"IFERROR(IF(VLOOKUP(D37,Arkusz!A:K,5,FALSE)=0,(IF(VLOOKUP(D37,Arkusz!A:K,11,FALSE)=0,\"Na zapytanie\",VLOOKUP(D37,Arkusz!A:K,11,FALSE))),(VLOOKUP(D37,Arkusz!A:K,5,FALSE))),\"Na zapytanie\")","v":672.41},672.41,{"$f":"IFERROR(IF(VLOOKUP(D37,Arkusz!A:H,5,FALSE)=0,IF(H37=\"Na zapytanie\",\"\",\"EUR\"),\"PLN\"),\"\")","v":"PLN"}]
[null,null,null,"RC01-0615",{"$f":"IFERROR(VLOOKUP(D38,Arkusz!A:H,3,FALSE),\"Brak towaru\")","v":"Szafa wisząca CobiCabling 19\" 15U 600x600mm, drzwi przednie przeszklone, zdejmowane osłony boczne, czarna RAL 9005"},{"$f":"IFERROR(VLOOKUP(D38,Arkusz!A:H,6,FALSE),\"-\")","v":"Cobi szafy"},0.0,{"$f":"IFERROR(IF(VLOOKUP(D38,Arkusz!A:K,5,FALSE)=0,(IF(VLOOKUP(D38,Arkusz!A:K,11,FALSE)=0,\"Na zapytanie\",VLOOKUP(D38,Arkusz!A:K,11,FALSE))),(VLOOKUP(D38,Arkusz!A:K,5,FALSE))),\"Na zapytanie\")","v":726.68},726.68,{"$f":"IFERROR(IF(VLOOKUP(D38,Arkusz!A:H,5,FALSE)=0,IF(H38=\"Na zapytanie\",\"\",\"EUR\"),\"PLN\"),\"\")","v":"PLN"}]
[null,null,null,"RC01-0618",{"$f":"IFERROR(VLOOKUP(D39,Arkusz!A:H,3,FALSE),\"Brak towaru\")","v":"Szafa wisząca CobiCabling 19\" 18U 600x600mm, drzwi przednie przeszklone, zdejmowane osłony boczne, czarna RAL 9005"},{"$f":"IFERROR(VLOOKUP(D39,Arkusz!A:H,6,FALSE),\"-\")","v":"Cobi szafy"},0.0,{"$f":"IFERROR(IF(VLOOKUP(D39,Arkusz!A:K,5,FALSE)=0,(IF(VLOOKUP(D39,Arkusz!A:K,11,FALSE)=0,\"Na zapytanie\",VLOOKUP(D39,Arkusz!A:K,11,FALSE))),(VLOOKUP(D39,Arkusz!A:K,5,FALSE))),\"Na zapytanie\")","v":879.29},879.29,{"$f":"IFERROR(IF(VLOOKUP(D39,Arkusz!A:H,5,FALSE)=0,IF(H39=\"Na zapytanie\",\"\",\"EUR\"),\"PLN\"),\"\")","v":"PLN"}]
[null,null,null,"AC01-0229",{"$f":"IFERROR(VLOOKUP(D40,Arkusz!A:H,3,FALSE),\"Brak towaru\")","v":"Wentylator dla szafek wiszących, wtyczka EU"},{"$f":"IFERROR(VLOOKUP(D40,Arkusz!A:H,6,FALSE),\"-\")","v":"Cobi szafy akcesoria"},0.0,{"$f":"IFERROR(IF(VLOOKUP(D40,Arkusz!A:K,5,FALSE)=0,(IF(VLOOKUP(D40,Arkusz!A:K,11,FALSE)=0,\"Na zapytanie\",VLOOKUP(D40,Arkusz!A:K,11,FALSE))),(VLOOKUP(D40,Arkusz!A:K,5,FALSE))),\"Na zapytanie\")","v":73.92},73.92,{"$f":"IFERROR(IF(VLOOKUP(D40,Arkusz!A:H,5,FALSE)=0,IF(H40=\"Na zapytanie\",\"\",\"EUR\"),\"PLN\"),\"\")","v":"PLN"}]
[null,null,null,"A00-0230",{"$f":"IFERROR(VLOOKUP(D41,Arkusz!A:H,3,FALSE),\"Brak towaru\")","v":"Termostat z uchwytem"},{"$f":"IFERROR(VLOOKUP(D41,Arkusz!A:H,6,FALSE),\"-\")","v":"Cobi szafy akcesoria"},0.0,{"$f":"IFERROR(IF(VLOOKUP(D41,Arkusz!A:K,5,FALSE)=0,(IF(VLOOKUP(D41,Arkusz!A:K,11,FALSE)=0,\"Na zapytanie\",VLOOKUP(D41,Arkusz!A:K,11,FALSE))),(VLOOKUP(D41,Arkusz!A:K,5,FALSE))),\"Na zapytanie\")","v":49.32},49.32,{"$f":"IFERROR(IF(VLOOKUP(D41,Arkusz!A:H,5,FALSE)=0,IF(H41=\"Na zapytanie\",\"\",\"EUR\"),\"PLN\"),\"\")","v":"PLN"}]
[null,"Szafki Excel WR, kolor szary RAL7035"]
[null,null,"Głębokość 390mm"]
[null,null,null,"WBFP6.390SG",{"$f":"IFERROR(VLOOKUP(D44,Arkusz!A:H,3,FALSE),\"Brak towaru\")","v":"Excel Environ WR 6U 390mm Deep - Grey-Flat Pack"},{"$f":"IFERROR(VLOOKUP(D44,Arkusz!A:H,6,FALSE),\"-\")","v":"EXCEL"},0.0,{"$f":"IFERROR(IF(VLOOKUP(D44,Arkusz!A:K,5,FALSE)=0,(IF(VLOOKUP(D44,Arkusz!A:K,11,FALSE)=0,\"Na zapytanie\",VLOOKUP(D44,Arkusz!A:K,11,FALSE))),(VLOOKUP(D44,Arkusz!A:K,5,FALSE))),\"Na zapytanie\")","v":"Na zapytanie"},{"$f":"IFERROR(IF(H44=\"Na zapytanie\",\"\",H44*(1-G44)),\"\")","v":""},{"$f":"IFERROR(IF(VLOOKUP(D44,Arkusz!A:H,5,FALSE)=0,IF(H44=\"Na zapytanie\",\"\",\"EUR\"),\"PLN\"),\"\")","v":""}]
[null,null,null,"WBFP9.390SG",{"$f":"IFERROR(VLOOKUP(D45,Arkusz!A:H,3,FALSE),\"Brak towaru\")","v":"Excel Environ WR 9U 390mm Deep - Grey-Flat Pack"},{"$f":"IFERROR(VLOOKUP(D45,Arkusz!A:H,6,FALSE),\"-\")","v":"EXCEL"},0.0,{"$f":"IFERROR(IF(VLOOKUP(D45,Arkusz!A:K,5,FALSE)=0,(IF(VLOOKUP(D45,Arkusz!A:K,11,FALSE)=0,\"Na zapytanie\",VLOOKUP(D45,Arkusz!A:K,11,FALSE))),(VLOOKUP(D45,Arkusz!A:K,5,FALSE))),\"Na zapytanie\")","v":"Na zapytanie"},"",{"$f":"IFERROR(IF(VLOOKUP(D45,Arkusz!A:H,5,FALSE)=0,IF(H45=\"Na zapytanie\",\"\",\"EUR\"),\"PLN\"),\"\")","v":""}]
[null,null,null,"WBFP12.390SG",{"$f":"IFERROR(VLOOKUP(D46,Arkusz!A:H,3,FALSE),\"Brak towaru\")","v":"Excel Environ WR 12U 390mm Deep - Grey-Flat Pack"},{"$f":"IFERROR(VLOOKUP(D46,Arkusz!A:H,6,FALSE),\"-\")","v":"EXCEL"},0.0,{"$f":"IFERROR(IF(VLOOKUP(D46,Arkusz!A:K,5,FALSE)=0,(IF(VLOOKUP(D46,Arkusz!A:K,11,FALSE)=0,\"Na zapytanie\",VLOOKUP(D46,Arkusz!A:K,11,FALSE))),(VLOOKUP(D46,Arkusz!A:K,5,FALSE))),\"Na zapytanie\")","v":"Na zapytanie"},"",{"$f":"IFERROR(IF(VLOOKUP(D46,Arkusz!A:H,5,FALSE)=0,IF(H46=\"Na zapytanie\",\"\",\"EUR\"),\"PLN\"),\"\")","v":""}]
[null,null,null,"WBFP15.390SG",{"$f":"IFERROR(VLOOKUP(D47,Arkusz!A:H,3,FALSE),\"Brak towaru\")","v":"Excel Environ WR 15U 390mm Deep - Grey-Flat Pack"},{"$f":"IFERROR(VLOOKUP(D47,Arkusz!A:H,6,FALSE),\"-\")","v":"EXCEL"},0.0,{"$f":"IFERROR(IF(VLOOKUP(D47,Arkusz!A:K,5,FALSE)=0,(IF(VLOOKUP(D47,Arkusz!A:K,11,FALSE)=0,\"Na zapytanie\",VLOOKUP(D47,Arkusz!A:K,11,FALSE))),(VLOOKUP(D47,Arkusz!A:K,5,FALSE))),\"Na zapytanie\")","v":"Na zapytanie"},"",{"$f":"IFERROR(IF(VLOOKUP(D47,Arkusz!A:H,5,FALSE)=0,IF(H47=\"Na zapytanie\",\"\",\"EUR\"),\"PLN\"),\"\")","v":""}]
[null,null,null,"WBFP18.390SG",{"$f":"IFERROR(VLOOKUP(D48,Arkusz!A:H,3,FALSE),\"Brak towaru\")","v":"Excel Environ WR 18U 390mm Deep - Grey-Flat Pack"},{"$f":"IFERROR(VLOOKUP(D48,Arkusz!A:H,6,FALSE),\"-\")","v":"EXCEL"},0.0,{"$f":"IFERROR(IF(VLOOKUP(D48,Arkusz!A:K,5,FALSE)=0,(IF(VLOOKUP(D48,Arkusz!A:K,11,FALSE)=0,\"Na zapytanie\",VLOOKUP(D48,Arkusz!A:K,11,FALSE))),(VLOOKUP(D48,Arkusz!A:K,5,FALSE))),\"Na zapytanie\")","v":"Na zapytanie"},"",{"$f":"IFERROR(IF(VLOOKUP(D48,Arkusz!A:H,5,FALSE)=0,IF(H48=\"Na zapytanie\",\"\",\"EUR\"),\"PLN\"),\"\")","v":""}]
[null,null,null,"WBFP21.390SG",{"$f":"IFERROR(VLOOKUP(D49,Arkusz!A:H,3,FALSE),\"Brak towaru\")","v":"Excel Environ WR 21U 390mm Deep - Grey-Flat Pack"},{"$f":"IFERROR(VLOOKUP(D49,Arkusz!A:H,6,FALSE),\"-\")","v":"EXCEL"},0.0,{"$f":"IFERROR(IF(VLOOKUP(D49,Arkusz!A:K,5,FALSE)=0,(IF(VLOOKUP(D49,Arkusz!A:K,11,FALSE)=0,\"Na zapytanie\",VLOOKUP(D49,Arkusz!A:K,11,FALSE))),(VLOOKUP(D49,Arkusz!A:K,5,FALSE))),\"Na zapytanie\")","v":"Na zapytanie"},"",{"$f":"IFERROR(IF(VLOOKUP(D49,Arkusz!A:H,5,FALSE)=0,IF(H49=\"Na zapytanie\",\"\",\"EUR\"),\"PLN\"),\"\")","v":""}]
[null,null,null,"540-302",{"$f":"IFERROR(VLOOKUP(D50,Arkusz!A:H,3,FALSE),\"Brak towaru\")","v":"Panel wentylacyjny, 2 wentylatory, dachowy do szafek wiszących typu EXL"},{"$f":"IFERROR(VLOOKUP(D50,Arkusz!A:H,6,FALSE),\"-\")","v":"EXCEL"},0.0,{"$f":"IFERROR(IF(VLOOKUP(D50,Arkusz!A:K,5,FALSE)=0,(IF(VLOOKUP(D50,Arkusz!A:K,11,FALSE)=0,\"Na zapytanie\",VLOOKUP(D50,Arkusz!A:K,11,FALSE))),(VLOOKUP(D50,Arkusz!A:K,5,FALSE))),\"Na zapytanie\")","v":"Na zapytanie"},"",{"$f":"IFERROR(IF(VLOOKUP(D50,Arkusz!A:H,5,FALSE)=0,IF(H50=\"Na zapytanie\",\"\",\"EUR\"),\"PLN\"),\"\")","v":""}]
[null,null,null,"A00-0230",{"$f":"IFERROR(VLOOKUP(D51,Arkusz!A:H,3,FALSE),\"Brak towaru\")","v":"Termostat z uchwytem"},{"$f":"IFERROR(VLOOKUP(D51,Arkusz!A:H,6,FALSE),\"-\")","v":"Cobi szafy akcesoria"},0.0,{"$f":"IFERROR(IF(VLOOKUP(D51,Arkusz!A:K,5,FALSE)=0,(IF(VLOOKUP(D51,Arkusz!A:K,11,FALSE)=0,\"Na zapytanie\",VLOOKUP(D51,Arkusz!A:K,11,FALSE))),(VLOOKUP(D51,Arkusz!A:K,5,FALSE))),\"Na zapytanie\")","v":49.32},49.32,{"$f":"IFERROR(IF(VLOOKUP(D51,Arkusz!A:H,5,FALSE)=0,IF(H51=\"Na zapytanie\",\"\",\"EUR\"),\"PLN\"),\"\")","v":"PLN"}]
[null,null,"Głębokość 500mm"]
[null,null,null,"WBFP6.5SG",{"$f":"IFERROR(VLOOKUP(D53,Arkusz!A:H,3,FALSE),\"Brak towaru\")","v":"Excel Environ WR 6U 500mm Deep - Grey-Flat Pack"},{"$f":"IFERROR(VLOOKUP(D53,Arkusz!A:H,6,FALSE),\"-\")","v":"EXCEL"},0.0,{"$f":"IFERROR(IF(VLOOKUP(D53,Arkusz!A:K,5,FALSE)=0,(IF(VLOOKUP(D53,Arkusz!A:K,11,FALSE)=0,\"Na zapytanie\",VLOOKUP(D53,Arkusz!A:K,11,FALSE))),(VLOOKUP(D53,Arkusz!A:K,5,FALSE))),\"Na zapytanie\")","v":"Na zapytanie"},{"$f":"IFERROR(IF(H53=\"Na zapytanie\",\"\",H53*(1-G53)),\"\")","v":""},{"$f":"IFERROR(IF(VLOOKUP(D53,Arkusz!A:H,5,FALSE)=0,IF(H53=\"Na zapytanie\",\"\",\"EUR\"),\"PLN\"),\"\")","v":""}]
[null,null,null,"WBFP9.5SG",{"$f":"IFERROR(VLOOKUP(D54,Arkusz!A:H,3,FALSE),\"Brak towaru\")","v":"Excel Environ WR 9U 500mm Deep - Grey-Flat Pack"},{"$f":"IFERROR(VLOOKUP(D54,Arkusz!A:H,6,FALSE),\"-\")","v":"EXCEL"},0.0,{"$f":"IFERROR(IF(VLOOKUP(D54,Arkusz!A:K,5,FALSE)=0,(IF(VLOOKUP(D54,Arkusz!A:K,11,FALSE)=0,\"Na zapytanie\",VLOOKUP(D54,Arkusz!A:K,11,FALSE))),(VLOOKUP(D54,Arkusz!A:K,5,FALSE))),\"Na zapytanie\")","v":"Na zapytanie"},"",{"$f":"IFERROR(IF(VLOOKUP(D54,Arkusz!A:H,5,FALSE)=0,IF(H54=\"Na zapytanie\",\"\",\"EUR\"),\"PLN\"),\"\")","v":""}]
[null,null,null,"WBFP12.5SG",{"$f":"IFERROR(VLOOKUP(D55,Arkusz!A:H,3,FALSE),\"Brak towaru\")","v":"Excel Environ WR 12U 500mm Deep - Grey-Flat Pack"},{"$f":"IFERROR(VLOOKUP(D55,Arkusz!A:H,6,FALSE),\"-\")","v":"EXCEL"},0.0,{"$f":"IFERROR(IF(VLOOKUP(D55,Arkusz!A:K,5,FALSE)=0,(IF(VLOOKUP(D55,Arkusz!A:K,11,FALSE)=0,\"Na zapytanie\",VLOOKUP(D55,Arkusz!A:K,11,FALSE))),(VLOOKUP(D55,Arkusz!A:K,5,FALSE))),\"Na zapytanie\")","v":"Na zapytanie"},"",{"$f":"IFERROR(IF(VLOOKUP(D55,Arkusz!A:H,5,FALSE)=0,IF(H55=\"Na zapytanie\",\"\",\"EUR\"),\"PLN\"),\"\")","v":""}]
[null,null,null,"WBFP15.5SG",{"$f":"IFERROR(VLOOKUP(D56,Arkusz!A:H,3,FALSE),\"Brak towaru\")","v":"Excel Environ WR 15U 500mm Deep - Grey-Flat Pack"},{"$f":"IFERROR(VLOOKUP(D56,Arkusz!A:H,6,FALSE),\"-\")","v":"EXCEL"},0.0,{"$f":"IFERROR(IF(VLOOKUP(D56,Arkusz!A:K,5,FALSE)=0,(IF(VLOOKUP(D56,Arkusz!A:K,11,FALSE)=0,\"Na zapytanie\",VLOOKUP(D56,Arkusz!A:K,11,FALSE))),(VLOOKUP(D56,Arkusz!A:K,5,FALSE))),\"Na zapytanie\")","v":"Na zapytanie"},"",{"$f":"IFERROR(IF(VLOOKUP(D56,Arkusz!A:H,5,FALSE)=0,IF(H56=\"Na zapytanie\",\"\",\"EUR\"),\"PLN\"),\"\")","v":""}]
[null,null,null,"WBFP18.5SG",{"$f":"IFERROR(VLOOKUP(D57,Arkusz!A:H,3,FALSE),\"Brak towaru\")","v":"Excel Environ WR 18U 500mm Deep - Grey-Flat Pack"},{"$f":"IFERROR(VLOOKUP(D57,Arkusz!A:H,6,FALSE),\"-\")","v":"EXCEL"},0.0,{"$f":"IFERROR(IF(VLOOKUP(D57,Arkusz!A:K,5,FALSE)=0,(IF(VLOOKUP(D57,Arkusz!A:K,11,FALSE)=0,\"Na zapytanie\",VLOOKUP(D57,Arkusz!A:K,11,FALSE))),(VLOOKUP(D57,Arkusz!A:K,5,FALSE))),\"Na zapytanie\")","v":"Na zapytanie"},"",{"$f":"IFERROR(IF(VLOOKUP(D57,Arkusz!A:H,5,FALSE)=0,IF(H57=\"Na zapytanie\",\"\",\"EUR\"),\"PLN\"),\"\")","v":""}]
[null,null,null,"WBFP21.5SG",{"$f":"IFERROR(VLOOKUP(D58,Arkusz!A:H,3,FALSE),\"Brak towaru\")","v":"Excel Environ WR 21U 500mm Deep - Grey-Flat Pack"},{"$f":"IFERROR(VLOOKUP(D58,Arkusz!A:H,6,FALSE),\"-\")","v":"EXCEL"},0.0,{"$f":"IFERROR(IF(VLOOKUP(D58,Arkusz!A:K,5,FALSE)=0,(IF(VLOOKUP(D58,Arkusz!A:K,11,FALSE)=0,\"Na zapytanie\",VLOOKUP(D58,Arkusz!A:K,11,FALSE))),(VLOOKUP(D58,Arkusz!A:K,5,FALSE))),\"Na zapytanie\")","v":"Na zapytanie"},"",{"$f":"IFERROR(IF(VLOOKUP(D58,Arkusz!A:H,5,FALSE)=0,IF(H58=\"Na zapytanie\",\"\",\"EUR\"),\"PLN\"),\"\")","v":""}]
[null,null,null,"540-302",{"$f":"IFERROR(VLOOKUP(D59,Arkusz!A:H,3,FALSE),\"Brak towaru\")","v":"Panel wentylacyjny, 2 wentylatory, dachowy do szafek wiszących typu EXL"},{"$f":"IFERROR(VLOOKUP(D59,Arkusz!A:H,6,FALSE),\"-\")","v":"EXCEL"},0.0,{"$f":"IFERROR(IF(VLOOKUP(D59,Arkusz!A:K,5,FALSE)=0,(IF(VLOOKUP(D59,Arkusz!A:K,11,FALSE)=0,\"Na zapytanie\",VLOOKUP(D59,Arkusz!A:K,11,FALSE))),(VLOOKUP(D59,Arkusz!A:K,5,FALSE))),\"Na zapytanie\")","v":"Na zapytanie"},"",{"$f":"IFERROR(IF(VLOOKUP(D59,Arkusz!A:H,5,FALSE)=0,IF(H59=\"Na zapytanie\",\"\",\"EUR\"),\"PLN\"),\"\")","v":""}]
[null,null,null,"A00-0230",{"$f":"IFERROR(VLOOKUP(D60,Arkusz!A:H,3,FALSE),\"Brak towaru\")","v":"Termostat z uchwytem"},{"$f":"IFERROR(VLOOKUP(D60,Arkusz!A:H,6,FALSE),\"-\")","v":"Cobi szafy akcesoria"},0.0,{"$f":"IFERROR(IF(VLOOKUP(D60,Arkusz!A:K,5,FALSE)=0,(IF(VLOOKUP(D60,Arkusz!A:K,11,FALSE)=0,\"Na zapytanie\",VLOOKUP(D60,Arkusz!A:K,11,FALSE))),(VLOOKUP(D60,Arkusz!A:K,5,FALSE))),\"Na zapytanie\")","v":49.32},49.32,{"$f":"IFERROR(IF(VLOOKUP(D60,Arkusz!A:H,5,FALSE)=0,IF(H60=\"Na zapytanie\",\"\",\"EUR\"),\"PLN\"),\"\")","v":"PLN"}]
[null,null,"Głębokość 600mm"]
[null,null,null,"WBFP6.6SG",{"$f":"IFERROR(VLOOKUP(D62,Arkusz!A:H,3,FALSE),\"Brak towaru\")","v":"Excel Environ WR 6U 600mm Deep - Grey-Flat Pack"},{"$f":"IFERROR(VLOOKUP(D62,Arkusz!A:H,6,FALSE),\"-\")","v":"EXCEL"},0.0,{"$f":"IFERROR(IF(VLOOKUP(D62,Arkusz!A:K,5,FALSE)=0,(IF(VLOOKUP(D62,Arkusz!A:K,11,FALSE)=0,\"Na zapytanie\",VLOOKUP(D62,Arkusz!A:K,11,FALSE))),(VLOOKUP(D62,Arkusz!A:K,5,FALSE))),\"Na zapytanie\")","v":"Na zapytanie"},{"$f":"IFERROR(IF(H62=\"Na zapytanie\",\"\",H62*(1-G62)),\"\")","v":""},{"$f":"IFERROR(IF(VLOOKUP(D62,Arkusz!A:H,5,FALSE)=0,IF(H62=\"Na zapytanie\",\"\",\"EUR\"),\"PLN\"),\"\")","v":""}]
[null,null,null,"WBFP9.6SG",{"$f":"IFERROR(VLOOKUP(D63,Arkusz!A:H,3,FALSE),\"Brak towaru\")","v":"Excel Environ WR 9U 600mm Deep - Grey-Flat Pack"},{"$f":"IFERROR(VLOOKUP(D63,Arkusz!A:H,6,FALSE),\"-\")","v":"EXCEL"},0.0,{"$f":"IFERROR(IF(VLOOKUP(D63,Arkusz!A:K,5,FALSE)=0,(IF(VLOOKUP(D63,Arkusz!A:K,11,FALSE)=0,\"Na zapytanie\",VLOOKUP(D63,Arkusz!A:K,11,FALSE))),(VLOOKUP(D63,Arkusz!A:K,5,FALSE))),\"Na zapytanie\")","v":"Na zapytanie"},"",{"$f":"IFERROR(IF(VLOOKUP(D63,Arkusz!A:H,5,FALSE)=0,IF(H63=\"Na zapytanie\",\"\",\"EUR\"),\"PLN\"),\"\")","v":""}]
[null,null,null,"WBFP12.6SG",{"$f":"IFERROR(VLOOKUP(D64,Arkusz!A:H,3,FALSE),\"Brak towaru\")","v":"Excel Environ WR 12U 600mm Deep - Grey-Flat Pack"},{"$f":"IFERROR(VLOOKUP(D64,Arkusz!A:H,6,FALSE),\"-\")","v":"EXCEL"},0.0,{"$f":"IFERROR(IF(VLOOKUP(D64,Arkusz!A:K,5,FALSE)=0,(IF(VLOOKUP(D64,Arkusz!A:K,11,FALSE)=0,\"Na zapytanie\",VLOOKUP(D64,Arkusz!A:K,11,FALSE))),(VLOOKUP(D64,Arkusz!A:K,5,FALSE))),\"Na zapytanie\")","v":"Na zapytanie"},"",{"$f":"IFERROR(IF(VLOOKUP(D64,Arkusz!A:H,5,FALSE)=0,IF(H64=\"Na zapytanie\",\"\",\"EUR\"),\"PLN\"),\"\")","v":""}]
[null,null,null,"WBFP15.6SG",{"$f":"IFERROR(VLOOKUP(D65,Arkusz!A:H,3,FALSE),\"Brak towaru\")","v":"Excel Environ WR 15U 600mm Deep - Grey-Flat Pack"},{"$f":"IFERROR(VLOOKUP(D65,Arkusz!A:H,6,FALSE),\"-\")","v":"EXCEL"},0.0,{"$f":"IFERROR(IF(VLOOKUP(D65,Arkusz!A:K,5,FALSE)=0,(IF(VLOOKUP(D65,Arkusz!A:K,11,FALSE)=0,\"Na zapytanie\",VLOOKUP(D65,Arkusz!A:K,11,FALSE))),(VLOOKUP(D65,Arkusz!A:K,5,FALSE))),\"Na zapytanie\")","v":"Na zapytanie"},"",{"$f":"IFERROR(IF(VLOOKUP(D65,Arkusz!A:H,5,FALSE)=0,IF(H65=\"Na zapytanie\",\"\",\"EUR\"),\"PLN\"),\"\")","v":""}]
[null,null,null,"WBFP18.6SG",{"$f":"IFERROR(VLOOKUP(D66,Arkusz!A:H,3,FALSE),\"Brak towaru\")","v":"Excel Environ WR 18U 600mm Deep - Grey-Flat Pack"},{"$f":"IFERROR(VLOOKUP(D66,Arkusz!A:H,6,FALSE),\"-\")","v":"EXCEL"},0.0,{"$f":"IFERROR(IF(VLOOKUP(D66,Arkusz!A:K,5,FALSE)=0,(IF(VLOOKUP(D66,Arkusz!A:K,11,FALSE)=0,\"Na zapytanie\",VLOOKUP(D66,Arkusz!A:K,11,FALSE))),(VLOOKUP(D66,Arkusz!A:K,5,FALSE))),\"Na zapytanie\")","v":"Na zapytanie"},"",{"$f":"IFERROR(IF(VLOOKUP(D66,Arkusz!A:H,5,FALSE)=0,IF(H66=\"Na zapytanie\",\"\",\"EUR\"),\"PLN\"),\"\")","v":""}]
[null,null,null,"WBFP21.6SG",{"$f":"IFERROR(VLOOKUP(D67,Arkusz!A:H,3,FALSE),\"Brak towaru\")","v":"Excel Environ WR 21U 600mm Deep - Grey-Flat Pack"},{"$f":"IFERROR(VLOOKUP(D67,Arkusz!A:H,6,FALSE),\"-\")","v":"EXCEL"},0.0,{"$f":"IFERROR(IF(VLOOKUP(D67,Arkusz!A:K,5,FALSE)=0,(IF(VLOOKUP(D67,Arkusz!A:K,11,FALSE)=0,\"Na zapytanie\",VLOOKUP(D67,Arkusz!A:K,11,FALSE))),(VLOOKUP(D67,Arkusz!A:K,5,FALSE))),\"Na zapytanie\")","v":"Na zapytanie"},"",{"$f":"IFERROR(IF(VLOOKUP(D67,Arkusz!A:H,5,FALSE)=0,IF(H67=\"Na zapytanie\",\"\",\"EUR\"),\"PLN\"),\"\")","v":""}]
[null,null,null,"540-302",{"$f":"IFERROR(VLOOKUP(D68,Arkusz!A:H,3,FALSE),\"Brak towaru\")","v":"Panel wentylacyjny, 2 wentylatory, dachowy do szafek wiszących typu EXL"},{"$f":"IFERROR(VLOOKUP(D68,Arkusz!A:H,6,FALSE),\"-\")","v":"EXCEL"},0.0,{"$f":"IFERROR(IF(VLOOKUP(D68,Arkusz!A:K,5,FALSE)=0,(IF(VLOOKUP(D68,Arkusz!A:K,11,FALSE)=0,\"Na zapytanie\",VLOOKUP(D68,Arkusz!A:K,11,FALSE))),(VLOOKUP(D68,Arkusz!A:K,5,FALSE))),\"Na zapytanie\")","v":"Na zapytanie"},"",{"$f":"IFERROR(IF(VLOOKUP(D68,Arkusz!A:H,5,FALSE)=0,IF(H68=\"Na zapytanie\",\"\",\"EUR\"),\"PLN\"),\"\")","v":""}]
[null,null,null,"A00-0230",{"$f":"IFERROR(VLOOKUP(D69,Arkusz!A:H,3,FALSE),\"Brak towaru\")","v":"Termostat z uchwytem"},{"$f":"IFERROR(VLOOKUP(D69,Arkusz!A:H,6,FALSE),\"-\")","v":"Cobi szafy akcesoria"},0.0,{"$f":"IFERROR(IF(VLOOKUP(D69,Arkusz!A:K,5,FALSE)=0,(IF(VLOOKUP(D69,Arkusz!A:K,11,FALSE)=0,\"Na zapytanie\",VLOOKUP(D69,Arkusz!A:K,11,FALSE))),(VLOOKUP(D69,Arkusz!A:K,5,FALSE))),\"Na zapytanie\")","v":49.32},49.32,{"$f":"IFERROR(IF(VLOOKUP(D69,Arkusz!A:H,5,FALSE)=0,IF(H69=\"Na zapytanie\",\"\",\"EUR\"),\"PLN\"),\"\")","v":"PLN"}]

{"sheet":"Akcesoria do szaf","index":9,"n_rows":126,"n_cols":10,"rows_kept":126,"cut":false,"hidden":false,"merged":[[0,0,0,2]]}
["Kategoria produktu",null,null,"Numer katalogowy","Opis","Grupa rabatowa","Rabat","Cena katalogowa","Cena po rabacie","Waluta"]
["Akcesoria do szaf"]
[null,"Panele wentylacyjne do szaf stojących Progress"]
[null,null,null,"P9062",{"$f":"IFERROR(VLOOKUP(D4,Arkusz!A:H,3,FALSE),\"Brak towaru\")","v":"Panel wentylacyjny 2-wentylatorowy dla szaf stojących Progress "},{"$f":"IFERROR(VLOOKUP(D4,Arkusz!A:H,6,FALSE),\"-\")","v":"TECNOSTEEL"},0.0,{"$f":"IFERROR(IF(VLOOKUP(D4,Arkusz!A:K,5,FALSE)=0,(IF(VLOOKUP(D4,Arkusz!A:K,11,FALSE)=0,\"Na zapytanie\",VLOOKUP(D4,Arkusz!A:K,11,FALSE))),(VLOOKUP(D4,Arkusz!A:K,5,FALSE))),\"Na zapytanie\")","v":440.96},{"$f":"IFERROR(IF(H4=\"Na zapytanie\",\"\",H4*(1-G4)),\"\")","v":440.96},{"$f":"IFERROR(IF(VLOOKUP(D4,Arkusz!A:H,5,FALSE)=0,IF(H4=\"Na zapytanie\",\"\",\"EUR\"),\"PLN\"),\"\")","v":"PLN"}]
[null,null,null,"P9062T",{"$f":"IFERROR(VLOOKUP(D5,Arkusz!A:H,3,FALSE),\"Brak towaru\")","v":"Panel wentylacyjny 2-wentylatorowy dla szaf stojących Progress z termostatem"},{"$f":"IFERROR(VLOOKUP(D5,Arkusz!A:H,6,FALSE),\"-\")","v":"TECNOSTEEL"},0.0,{"$f":"IFERROR(IF(VLOOKUP(D5,Arkusz!A:K,5,FALSE)=0,(IF(VLOOKUP(D5,Arkusz!A:K,11,FALSE)=0,\"Na zapytanie\",VLOOKUP(D5,Arkusz!A:K,11,FALSE))),(VLOOKUP(D5,Arkusz!A:K,5,FALSE))),\"Na zapytanie\")","v":543.88},543.88,{"$f":"IFERROR(IF(VLOOKUP(D5,Arkusz!A:H,5,FALSE)=0,IF(H5=\"Na zapytanie\",\"\",\"EUR\"),\"PLN\"),\"\")","v":"PLN"}]
[null,null,null,"P9063",{"$f":"IFERROR(VLOOKUP(D6,Arkusz!A:H,3,FALSE),\"Brak towaru\")","v":"Panel wentylacyjny 3-wentylatorowy dla szaf stojących Progress "},{"$f":"IFERROR(VLOOKUP(D6,Arkusz!A:H,6,FALSE),\"-\")","v":"TECNOSTEEL"},0.0,{"$f":"IFERROR(IF(VLOOKUP(D6,Arkusz!A:K,5,FALSE)=0,(IF(VLOOKUP(D6,Arkusz!A:K,11,FALSE)=0,\"Na zapytanie\",VLOOKUP(D6,Arkusz!A:K,11,FALSE))),(VLOOKUP(D6,Arkusz!A:K,5,FALSE))),\"Na zapytanie\")","v":555.75},555.75,{"$f":"IFERROR(IF(VLOOKUP(D6,Arkusz!A:H,5,FALSE)=0,IF(H6=\"Na zapytanie\",\"\",\"EUR\"),\"PLN\"),\"\")","v":"PLN"}]
[null,null,null,"P9063T",{"$f":"IFERROR(VLOOKUP(D7,Arkusz!A:H,3,FALSE),\"Brak towaru\")","v":"Panel wentylacyjny 3-wentylatorowy dla szaf stojących Progress z termostatem"},{"$f":"IFERROR(VLOOKUP(D7,Arkusz!A:H,6,FALSE),\"-\")","v":"TECNOSTEEL"},0.0,{"$f":"IFERROR(IF(VLOOKUP(D7,Arkusz!A:K,5,FALSE)=0,(IF(VLOOKUP(D7,Arkusz!A:K,11,FALSE)=0,\"Na zapytanie\",VLOOKUP(D7,Arkusz!A:K,11,FALSE))),(VLOOKUP(D7,Arkusz!A:K,5,FALSE))),\"Na zapytanie\")","v":665},665,{"$f":"IFERROR(IF(VLOOKUP(D7,Arkusz!A:H,5,FALSE)=0,IF(H7=\"Na zapytanie\",\"\",\"EUR\"),\"PLN\"),\"\")","v":"PLN"}]
[null,null,null,"P9064",{"$f":"IFERROR(VLOOKUP(D8,Arkusz!A:H,3,FALSE),\"Brak towaru\")","v":"Panel wentylacyjny 4-wentylatorowy dla szaf stojących Progress "},{"$f":"IFERROR(VLOOKUP(D8,Arkusz!A:H,6,FALSE),\"-\")","v":"TECNOSTEEL"},0.0,{"$f":"IFERROR(IF(VLOOKUP(D8,Arkusz!A:K,5,FALSE)=0,(IF(VLOOKUP(D8,Arkusz!A:K,11,FALSE)=0,\"Na zapytanie\",VLOOKUP(D8,Arkusz!A:K,11,FALSE))),(VLOOKUP(D8,Arkusz!A:K,5,FALSE))),\"Na zapytanie\")","v":669.18},669.18,{"$f":"IFERROR(IF(VLOOKUP(D8,Arkusz!A:H,5,FALSE)=0,IF(H8=\"Na zapytanie\",\"\",\"EUR\"),\"PLN\"),\"\")","v":"PLN"}]
[null,null,null,"P9064T",{"$f":"IFERROR(VLOOKUP(D9,Arkusz!A:H,3,FALSE),\"Brak towaru\")","v":"Panel wentylacyjny 4-wentylatorowy dla szaf stojących Progress z termostatem"},{"$f":"IFERROR(VLOOKUP(D9,Arkusz!A:H,6,FALSE),\"-\")","v":"TECNOSTEEL"},0.0,{"$f":"IFERROR(IF(VLOOKUP(D9,Arkusz!A:K,5,FALSE)=0,(IF(VLOOKUP(D9,Arkusz!A:K,11,FALSE)=0,\"Na zapytanie\",VLOOKUP(D9,Arkusz!A:K,11,FALSE))),(VLOOKUP(D9,Arkusz!A:K,5,FALSE))),\"Na zapytanie\")","v":684.12},684.12,{"$f":"IFERROR(IF(VLOOKUP(D9,Arkusz!A:H,5,FALSE)=0,IF(H9=\"Na zapytanie\",\"\",\"EUR\"),\"PLN\"),\"\")","v":"PLN"}]
[null,null,null,"P9092T",{"$f":"IFERROR(VLOOKUP(D10,Arkusz!A:H,3,FALSE),\"Brak towaru\")","v":"Panel wentylacyjny 19\" 1U 2-wentylatorowy z termostatem dla szaf stojących Progress "},{"$f":"IFERROR(VLOOKUP(D10,Arkusz!A:H,6,FALSE),\"-\")","v":"TECNOSTEEL"},0.0,{"$f":"IFERROR(IF(VLOOKUP(D10,Arkusz!A:K,5,FALSE)=0,(IF(VLOOKUP(D10,Arkusz!A:K,11,FALSE)=0,\"Na zapytanie\",VLOOKUP(D10,Arkusz!A:K,11,FALSE))),(VLOOKUP(D10,Arkusz!A:K,5,FALSE))),\"Na zapytanie\")","v":596.92},596.92,{"$f":"IFERROR(IF(VLOOKUP(D10,Arkusz!A:H,5,FALSE)=0,IF(H10=\"Na zapytanie\",\"\",\"EUR\"),\"PLN\"),\"\")","v":"PLN"}]
[null,null,null,"P9133T",{"$f":"IFERROR(VLOOKUP(D11,Arkusz!A:H,3,FALSE),\"Brak towaru\")","v":"Panel wentylacyjny 19\" 1U 3-wentylatorowy z termostatem dla szaf stojących Progress "},{"$f":"IFERROR(VLOOKUP(D11,Arkusz!A:H,6,FALSE),\"-\")","v":"TECNOSTEEL"},0.0,{"$f":"IFERROR(IF(VLOOKUP(D11,Arkusz!A:K,5,FALSE)=0,(IF(VLOOKUP(D11,Arkusz!A:K,11,FALSE)=0,\"Na zapytanie\",VLOOKUP(D11,Arkusz!A:K,11,FALSE))),(VLOOKUP(D11,Arkusz!A:K,5,FALSE))),\"Na zapytanie\")","v":853.42},853.42,{"$f":"IFERROR(IF(VLOOKUP(D11,Arkusz!A:H,5,FALSE)=0,IF(H11=\"Na zapytanie\",\"\",\"EUR\"),\"PLN\"),\"\")","v":"PLN"}]
[null,null,null,"P9130T",{"$f":"IFERROR(VLOOKUP(D12,Arkusz!A:H,3,FALSE),\"Brak towaru\")","v":"Panel wentylacyjny 19\" 1U 4-wentylatorowy z termostatem dla szaf stojących Progress "},{"$f":"IFERROR(VLOOKUP(D12,Arkusz!A:H,6,FALSE),\"-\")","v":"TECNOSTEEL"},0.0,{"$f":"IFERROR(IF(VLOOKUP(D12,Arkusz!A:K,5,FALSE)=0,(IF(VLOOKUP(D12,Arkusz!A:K,11,FALSE)=0,\"Na zapytanie\",VLOOKUP(D12,Arkusz!A:K,11,FALSE))),(VLOOKUP(D12,Arkusz!A:K,5,FALSE))),\"Na zapytanie\")","v":925.02},925.02,{"$f":"IFERROR(IF(VLOOKUP(D12,Arkusz!A:H,5,FALSE)=0,IF(H12=\"Na zapytanie\",\"\",\"EUR\"),\"PLN\"),\"\")","v":"PLN"}]
[null,"Panele wentylacyjne do szaf stojących CobiCabling"]
[null,null,null,"AC01-0430",{"$f":"IFERROR(VLOOKUP(D14,Arkusz!A:H,3,FALSE),\"Brak towaru\")","v":"Panel wentylacyjny 4-wentylatorowy dla szaf stojących CobiCabling"},{"$f":"IFERROR(VLOOKUP(D14,Arkusz!A:H,6,FALSE),\"-\")","v":"Cobi szafy akcesoria"},0.0,{"$f":"IFERROR(IF(VLOOKUP(D14,Arkusz!A:K,5,FALSE)=0,(IF(VLOOKUP(D14,Arkusz!A:K,11,FALSE)=0,\"Na zapytanie\",VLOOKUP(D14,Arkusz!A:K,11,FALSE))),(VLOOKUP(D14,Arkusz!A:K,5,FALSE))),\"Na zapytanie\")","v":"Na zapytanie"},{"$f":"IFERROR(IF(H14=\"Na zapytanie\",\"\",H14*(1-G14)),\"\")","v":""},{"$f":"IFERROR(IF(VLOOKUP(D14,Arkusz!A:H,5,FALSE)=0,IF(H14=\"Na zapytanie\",\"\",\"EUR\"),\"PLN\"),\"\")","v":""}]
[null,"Organizery i prowadnice kabli"]
[null,null,"Poziome"]
[null,null,null,"A50-1000",{"$f":"IFERROR(VLOOKUP(D17,Arkusz!A:H,3,FALSE),\"Brak towaru\")","v":"Organizer poziomy kabli CobiCabling 19\" 1U, plastikowe uchwyty, RAL 7035 szary"},{"$f":"IFERROR(VLOOKUP(D17,Arkusz!A:H,6,FALSE),\"-\")","v":"Cobi szafy akcesoria"},0.0,{"$f":"IFERROR(IF(VLOOKUP(D17,Arkusz!A:K,5,FALSE)=0,(IF(VLOOKUP(D17,Arkusz!A:K,11,FALSE)=0,\"Na zapytanie\",VLOOKUP(D17,Arkusz!A:K,11,FALSE))),(VLOOKUP(D17,Arkusz!A:K,5,FALSE))),\"Na zapytanie\")","v":31.52},{"$f":"IFERROR(IF(H17=\"Na zapytanie\",\"\",H17*(1-G17)),\"\")","v":31.52},{"$f":"IFERROR(IF(VLOOKUP(D17,Arkusz!A:H,5,FALSE)=0,IF(H17=\"Na zapytanie\",\"\",\"EUR\"),\"PLN\"),\"\")","v":"PLN"}]
[null,null,null,"A51-1000",{"$f":"IFERROR(VLOOKUP(D18,Arkusz!A:H,3,FALSE),\"Brak towaru\")","v":"Organizer poziomy kabli CobiCabling 19\" 1U, plastikowe uchwyty, RAL 9005 czarny"},{"$f":"IFERROR(VLOOKUP(D18,Arkusz!A:H,6,FALSE),\"-\")","v":"Cobi szafy akcesoria"},0.0,{"$f":"IFERROR(IF(VLOOKUP(D18,Arkusz!A:K,5,FALSE)=0,(IF(VLOOKUP(D18,Arkusz!A:K,11,FALSE)=0,\"Na zapytanie\",VLOOKUP(D18,Arkusz!A:K,11,FALSE))),(VLOOKUP(D18,Arkusz!A:K,5,FALSE))),\"Na zapytanie\")","v":41.36},41.36,{"$f":"IFERROR(IF(VLOOKUP(D18,Arkusz!A:H,5,FALSE)=0,IF(H18=\"Na zapytanie\",\"\",\"EUR\"),\"PLN\"),\"\")","v":"PLN"}]
[null,null,null,"A50-2000",{"$f":"IFERROR(VLOOKUP(D19,Arkusz!A:H,3,FALSE),\"Brak towaru\")","v":"Organizer poziomy kabli CobiCabling 19\" 2U, plastikowe uchwyty, RAL 7035 szary"},{"$f":"IFERROR(VLOOKUP(D19,Arkusz!A:H,6,FALSE),\"-\")","v":"Cobi szafy akcesoria"},0.0,{"$f":"IFERROR(IF(VLOOKUP(D19,Arkusz!A:K,5,FALSE)=0,(IF(VLOOKUP(D19,Arkusz!A:K,11,FALSE)=0,\"Na zapytanie\",VLOOKUP(D19,Arkusz!A:K,11,FALSE))),(VLOOKUP(D19,Arkusz!A:K,5,FALSE))),\"Na zapytanie\")","v":37.64},37.64,{"$f":"IFERROR(IF(VLOOKUP(D19,Arkusz!A:H,5,FALSE)=0,IF(H19=\"Na zapytanie\",\"\",\"EUR\"),\"PLN\"),\"\")","v":"PLN"}]
[null,null,null,"A51-2000",{"$f":"IFERROR(VLOOKUP(D20,Arkusz!A:H,3,FALSE),\"Brak towaru\")","v":"Organizer poziomy kabli CobiCabling 19\" 2U, plastikowe uchwyty, RAL 9005 czarny"},{"$f":"IFERROR(VLOOKUP(D20,Arkusz!A:H,6,FALSE),\"-\")","v":"Cobi szafy akcesoria"},0.0,{"$f":"IFERROR(IF(VLOOKUP(D20,Arkusz!A:K,5,FALSE)=0,(IF(VLOOKUP(D20,Arkusz!A:K,11,FALSE)=0,\"Na zapytanie\",VLOOKUP(D20,Arkusz!A:K,11,FALSE))),(VLOOKUP(D20,Arkusz!A:K,5,FALSE))),\"Na zapytanie\")","v":37.64},37.64,{"$f":"IFERROR(IF(VLOOKUP(D20,Arkusz!A:H,5,FALSE)=0,IF(H20=\"Na zapytanie\",\"\",\"EUR\"),\"PLN\"),\"\")","v":"PLN"}]
[null,null,null,"A40-1000",{"$f":"IFERROR(VLOOKUP(D21,Arkusz!A:H,3,FALSE),\"Brak towaru\")","v":"Przepust ze szczotką CobiCabling 1U 19\" RAL 7035 szary "},{"$f":"IFERROR(VLOOKUP(D21,Arkusz!A:H,6,FALSE),\"-\")","v":"Cobi szafy akcesoria"},0.0,{"$f":"IFERROR(IF(VLOOKUP(D21,Arkusz!A:K,5,FALSE)=0,(IF(VLOOKUP(D21,Arkusz!A:K,11,FALSE)=0,\"Na zapytanie\",VLOOKUP(D21,Arkusz!A:K,11,FALSE))),(VLOOKUP(D21,Arkusz!A:K,5,FALSE))),\"Na zapytanie\")","v":103.73},103.73,{"$f":"IFERROR(IF(VLOOKUP(D21,Arkusz!A:H,5,FALSE)=0,IF(H21=\"Na zapytanie\",\"\",\"EUR\"),\"PLN\"),\"\")","v":"PLN"}]
[null,null,null,"A41-1000",{"$f":"IFERROR(VLOOKUP(D22,Arkusz!A:H,3,FALSE),\"Brak towaru\")","v":"Przepust ze szczotką CobiCabling 1U 19\" RAL 9005 czarny"},{"$f":"IFERROR(VLOOKUP(D22,Arkusz!A:H,6,FALSE),\"-\")","v":"Cobi szafy akcesoria"},0.0,{"$f":"IFERROR(IF(VLOOKUP(D22,Arkusz!A:K,5,FALSE)=0,(IF(VLOOKUP(D22,Arkusz!A:K,11,FALSE)=0,\"Na zapytanie\",VLOOKUP(D22,Arkusz!A:K,11,FALSE))),(VLOOKUP(D22,Arkusz!A:K,5,FALSE))),\"Na zapytanie\")","v":27.83},27.83,{"$f":"IFERROR(IF(VLOOKUP(D22,Arkusz!A:H,5,FALSE)=0,IF(H22=\"Na zapytanie\",\"\",\"EUR\"),\"PLN\"),\"\")","v":"PLN"}]
[null,null,"Pionowe"]
[null,null,null,"P9090",{"$f":"IFERROR(VLOOKUP(D24,Arkusz!A:H,3,FALSE),\"Brak towaru\")","v":"Zestaw 2 prowadnic pionowych do szaf Progress 38U z pokrywą i zatrzaskiem - gł. 120mm, kolor szary"},{"$f":"IFERROR(VLOOKUP(D24,Arkusz!A:H,6,FALSE),\"-\")","v":"TECNOSTEEL"},0.0,{"$f":"IFERROR(IF(VLOOKUP(D24,Arkusz!A:K,5,FALSE)=0,(IF(VLOOKUP(D24,Arkusz!A:K,11,FALSE)=0,\"Na zapytanie\",VLOOKUP(D24,Arkusz!A:K,11,FALSE))),(VLOOKUP(D24,Arkusz!A:K,5,FALSE))),\"Na zapytanie\")","v":359.8},{"$f":"IFERROR(IF(H24=\"Na zapytanie\",\"\",H24*(1-G24)),\"\")","v":359.8},{"$f":"IFERROR(IF(VLOOKUP(D24,Arkusz!A:H,5,FALSE)=0,IF(H24=\"Na zapytanie\",\"\",\"EUR\"),\"PLN\"),\"\")","v":"PLN"}]
[null,null,null,"P9091",{"$f":"IFERROR(VLOOKUP(D25,Arkusz!A:H,3,FALSE),\"Brak towaru\")","v":"Zestaw 2 prowadnic pionowych do szaf Progress 42U z pokrywą i zatrzaskiem - gł. 120mm, kolor szary"},{"$f":"IFERROR(VLOOKUP(D25,Arkusz!A:H,6,FALSE),\"-\")","v":"TECNOSTEEL"},0.0,{"$f":"IFERROR(IF(VLOOKUP(D25,Arkusz!A:K,5,FALSE)=0,(IF(VLOOKUP(D25,Arkusz!A:K,11,FALSE)=0,\"Na zapytanie\",VLOOKUP(D25,Arkusz!A:K,11,FALSE))),(VLOOKUP(D25,Arkusz!A:K,5,FALSE))),\"Na zapytanie\")","v":397.67},397.67,{"$f":"IFERROR(IF(VLOOKUP(D25,Arkusz!A:H,5,FALSE)=0,IF(H25=\"Na zapytanie\",\"\",\"EUR\"),\"PLN\"),\"\")","v":"PLN"}]
[null,null,null,"P9094",{"$f":"IFERROR(VLOOKUP(D26,Arkusz!A:H,3,FALSE),\"Brak towaru\")","v":"Zestaw 2 prowadnic pionowych do szaf Progress 27U z pokrywą i zatrzaskiem - gł. 120mm, kolor szary"},{"$f":"IFERROR(VLOOKUP(D26,Arkusz!A:H,6,FALSE),\"-\")","v":"TECNOSTEEL"},0.0,{"$f":"IFERROR(IF(VLOOKUP(D26,Arkusz!A:K,5,FALSE)=0,(IF(VLOOKUP(D26,Arkusz!A:K,11,FALSE)=0,\"Na zapytanie\",VLOOKUP(D26,Arkusz!A:K,11,FALSE))),(VLOOKUP(D26,Arkusz!A:K,5,FALSE))),\"Na zapytanie\")","v":337.07},337.07,{"$f":"IFERROR(IF(VLOOKUP(D26,Arkusz!A:H,5,FALSE)=0,IF(H26=\"Na zapytanie\",\"\",\"EUR\"),\"PLN\"),\"\")","v":"PLN"}]
[null,null,null,"P9098",{"$f":"IFERROR(VLOOKUP(D27,Arkusz!A:H,3,FALSE),\"Brak towaru\")","v":"Zestaw 2 prowadnic pionowych do szaf Progress 47U z pokrywą i zatrzaskiem - gł. 120mm, kolor szary"},{"$f":"IFERROR(VLOOKUP(D27,Arkusz!A:H,6,FALSE),\"-\")","v":"TECNOSTEEL"},0.0,{"$f":"IFERROR(IF(VLOOKUP(D27,Arkusz!A:K,5,FALSE)=0,(IF(VLOOKUP(D27,Arkusz!A:K,11,FALSE)=0,\"Na zapytanie\",VLOOKUP(D27,Arkusz!A:K,11,FALSE))),(VLOOKUP(D27,Arkusz!A:K,5,FALSE))),\"Na zapytanie\")","v":445.01},445.01,{"$f":"IFERROR(IF(VLOOKUP(D27,Arkusz!A:H,5,FALSE)=0,IF(H27=\"Na zapytanie\",\"\",\"EUR\"),\"PLN\"),\"\")","v":"PLN"}]
[null,null,null,"A50-0044",{"$f":"IFERROR(VLOOKUP(D28,Arkusz!A:H,3,FALSE),\"Brak towaru\")","v":"Boczny wieszak kabla 44x44mm - kpl. 5 szt. + elementy mocujące"},{"$f":"IFERROR(VLOOKUP(D28,Arkusz!A:H,6,FALSE),\"-\")","v":"Cobi szafy akcesoria"},0.0,{"$f":"IFERROR(IF(VLOOKUP(D28,Arkusz!A:K,5,FALSE)=0,(IF(VLOOKUP(D28,Arkusz!A:K,11,FALSE)=0,\"Na zapytanie\",VLOOKUP(D28,Arkusz!A:K,11,FALSE))),(VLOOKUP(D28,Arkusz!A:K,5,FALSE))),\"Na zapytanie\")","v":91.16},91.16,{"$f":"IFERROR(IF(VLOOKUP(D28,Arkusz!A:H,5,FALSE)=0,IF(H28=\"Na zapytanie\",\"\",\"EUR\"),\"PLN\"),\"\")","v":"PLN"}]
[null,null,null,"A50-0048",{"$f":"IFERROR(VLOOKUP(D29,Arkusz!A:H,3,FALSE),\"Brak towaru\")","v":"Boczny wieszak kabla 44x88mm - kpl. 5 szt. + elementy mocujące"},{"$f":"IFERROR(VLOOKUP(D29,Arkusz!A:H,6,FALSE),\"-\")","v":"Cobi szafy akcesoria"},0.0,{"$f":"IFERROR(IF(VLOOKUP(D29,Arkusz!A:K,5,FALSE)=0,(IF(VLOOKUP(D29,Arkusz!A:K,11,FALSE)=0,\"Na zapytanie\",VLOOKUP(D29,Arkusz!A:K,11,FALSE))),(VLOOKUP(D29,Arkusz!A:K,5,FALSE))),\"Na zapytanie\")","v":"Na zapytanie"},"",{"$f":"IFERROR(IF(VLOOKUP(D29,Arkusz!A:H,5,FALSE)=0,IF(H29=\"Na zapytanie\",\"\",\"EUR\"),\"PLN\"),\"\")","v":""}]
[null,null,null,"A50-0066",{"$f":"IFERROR(VLOOKUP(D30,Arkusz!A:H,3,FALSE),\"Brak towaru\")","v":"Boczny wieszak kabla 66x66mm - kpl. 5 szt. + elementy mocujące"},{"$f":"IFERROR(VLOOKUP(D30,Arkusz!A:H,6,FALSE),\"-\")","v":"Cobi szafy akcesoria"},0.0,{"$f":"IFERROR(IF(VLOOKUP(D30,Arkusz!A:K,5,FALSE)=0,(IF(VLOOKUP(D30,Arkusz!A:K,11,FALSE)=0,\"Na zapytanie\",VLOOKUP(D30,Arkusz!A:K,11,FALSE))),(VLOOKUP(D30,Arkusz!A:K,5,FALSE))),\"Na zapytanie\")","v":68.65},68.65,{"$f":"IFERROR(IF(VLOOKUP(D30,Arkusz!A:H,5,FALSE)=0,IF(H30=\"Na zapytanie\",\"\",\"EUR\"),\"PLN\"),\"\")","v":"PLN"}]
[null,null,null,"A50-0068",{"$f":"IFERROR(VLOOKUP(D31,Arkusz!A:H,3,FALSE),\"Brak towaru\")","v":"Boczny wieszak kabla 66x88mm - kpl. 5 szt. + elementy mocujące"},{"$f":"IFERROR(VLOOKUP(D31,Arkusz!A:H,6,FALSE),\"-\")","v":"Cobi szafy akcesoria"},0.0,{"$f":"IFERROR(IF(VLOOKUP(D31,Arkusz!A:K,5,FALSE)=0,(IF(VLOOKUP(D31,Arkusz!A:K,11,FALSE)=0,\"Na zapytanie\",VLOOKUP(D31,Arkusz!A:K,11,FALSE))),(VLOOKUP(D31,Arkusz!A:K,5,FALSE))),\"Na zapytanie\")","v":"Na zapytanie"},"",{"$f":"IFERROR(IF(VLOOKUP(D31,Arkusz!A:H,5,FALSE)=0,IF(H31=\"Na zapytanie\",\"\",\"EUR\"),\"PLN\"),\"\")","v":""}]
[null,null,null,"A50-0088",{"$f":"IFERROR(VLOOKUP(D32,Arkusz!A:H,3,FALSE),\"Brak towaru\")","v":"Boczny wieszak kabla 88x88mm - kpl. 5 szt. + elementy mocujące"},{"$f":"IFERROR(VLOOKUP(D32,Arkusz!A:H,6,FALSE),\"-\")","v":"Cobi szafy akcesoria"},0.0,{"$f":"IFERROR(IF(VLOOKUP(D32,Arkusz!A:K,5,FALSE)=0,(IF(VLOOKUP(D32,Arkusz!A:K,11,FALSE)=0,\"Na zapytanie\",VLOOKUP(D32,Arkusz!A:K,11,FALSE))),(VLOOKUP(D32,Arkusz!A:K,5,FALSE))),\"Na zapytanie\")","v":114.39},114.39,{"$f":"IFERROR(IF(VLOOKUP(D32,Arkusz!A:H,5,FALSE)=0,IF(H32=\"Na zapytanie\",\"\",\"EUR\"),\"PLN\"),\"\")","v":"PLN"}]
[null,null,null,"AC51-0042",{"$f":"IFERROR(VLOOKUP(D33,Arkusz!A:H,3,FALSE),\"Brak towaru\")","v":"Zestaw 2 prowadnic pionowych 42U do szaf CobiCabling, RAL 9005 czarne"},{"$f":"IFERROR(VLOOKUP(D33,Arkusz!A:H,6,FALSE),\"-\")","v":"Cobi szafy akcesoria"},0.0,{"$f":"IFERROR(IF(VLOOKUP(D33,Arkusz!A:K,5,FALSE)=0,(IF(VLOOKUP(D33,Arkusz!A:K,11,FALSE)=0,\"Na zapytanie\",VLOOKUP(D33,Arkusz!A:K,11,FALSE))),(VLOOKUP(D33,Arkusz!A:K,5,FALSE))),\"Na zapytanie\")","v":551.66},551.66,{"$f":"IFERROR(IF(VLOOKUP(D33,Arkusz!A:H,5,FALSE)=0,IF(H33=\"Na zapytanie\",\"\",\"EUR\"),\"PLN\"),\"\")","v":"PLN"}]
[null,"Akcesoria do szafek wiszących Ravus"]
[null,null,null,"ACR71-0400",{"$f":"IFERROR(VLOOKUP(D35,Arkusz!A:H,3,FALSE),\"Brak towaru\")","v":"Drzwi metalowe pełne do szafy wiszącej CobiCabling Ravus 4U, bez zamka, czarne RAL9005"},{"$f":"IFERROR(VLOOKUP(D35,Arkusz!A:H,6,FALSE),\"-\")","v":"Cobi szafy akcesoria"},0.0,{"$f":"IFERROR(IF(VLOOKUP(D35,Arkusz!A:K,5,FALSE)=0,(IF(VLOOKUP(D35,Arkusz!A:K,11,FALSE)=0,\"Na zapytanie\",VLOOKUP(D35,Arkusz!A:K,11,FALSE))),(VLOOKUP(D35,Arkusz!A:K,5,FALSE))),\"Na zapytanie\")","v":85.85},{"$f":"IFERROR(IF(H35=\"Na zapytanie\",\"\",H35*(1-G35)),\"\")","v":85.85},{"$f":"IFERROR(IF(VLOOKUP(D35,Arkusz!A:H,5,FALSE)=0,IF(H35=\"Na zapytanie\",\"\",\"EUR\"),\"PLN\"),\"\")","v":"PLN"}]
[null,null,null,"ACR71-0600",{"$f":"IFERROR(VLOOKUP(D36,Arkusz!A:H,3,FALSE),\"Brak towaru\")","v":"Drzwi metalowe pełne do szafy wiszącej CobiCabling Ravus 6U, bez zamka, czarne RAL9005"},{"$f":"IFERROR(VLOOKUP(D36,Arkusz!A:H,6,FALSE),\"-\")","v":"Cobi szafy akcesoria"},0.0,{"$f":"IFERROR(IF(VLOOKUP(D36,Arkusz!A:K,5,FALSE)=0,(IF(VLOOKUP(D36,Arkusz!A:K,11,FALSE)=0,\"Na zapytanie\",VLOOKUP(D36,Arkusz!A:K,11,FALSE))),(VLOOKUP(D36,Arkusz!A:K,5,FALSE))),\"Na zapytanie\")","v":97.03},97.03,{"$f":"IFERROR(IF(VLOOKUP(D36,Arkusz!A:H,5,FALSE)=0,IF(H36=\"Na zapytanie\",\"\",\"EUR\"),\"PLN\"),\"\")","v":"PLN"}]
[null,null,null,"ACR71-0900",{"$f":"IFERROR(VLOOKUP(D37,Arkusz!A:H,3,FALSE),\"Brak towaru\")","v":"Drzwi metalowe pełne do szafy wiszącej CobiCabling Ravus 9U, bez zamka, czarne RAL9005"},{"$f":"IFERROR(VLOOKUP(D37,Arkusz!A:H,6,FALSE),\"-\")","v":"Cobi szafy akcesoria"},0.0,{"$f":"IFERROR(IF(VLOOKUP(D37,Arkusz!A:K,5,FALSE)=0,(IF(VLOOKUP(D37,Arkusz!A:K,11,FALSE)=0,\"Na zapytanie\",VLOOKUP(D37,Arkusz!A:K,11,FALSE))),(VLOOKUP(D37,Arkusz!A:K,5,FALSE))),\"Na zapytanie\")","v":118.4},118.4,{"$f":"IFERROR(IF(VLOOKUP(D37,Arkusz!A:H,5,FALSE)=0,IF(H37=\"Na zapytanie\",\"\",\"EUR\"),\"PLN\"),\"\")","v":"PLN"}]
[null,null,null,"ACR71-1200",{"$f":"IFERROR(VLOOKUP(D38,Arkusz!A:H,3,FALSE),\"Brak towaru\")","v":"Drzwi metalowe pełne do szafy wiszącej CobiCabling Ravus 12U, bez zamka, czarne RAL9005"},{"$f":"IFERROR(VLOOKUP(D38,Arkusz!A:H,6,FALSE),\"-\")","v":"Cobi szafy akcesoria"},0.0,{"$f":"IFERROR(IF(VLOOKUP(D38,Arkusz!A:K,5,FALSE)=0,(IF(VLOOKUP(D38,Arkusz!A:K,11,FALSE)=0,\"Na zapytanie\",VLOOKUP(D38,Arkusz!A:K,11,FALSE))),(VLOOKUP(D38,Arkusz!A:K,5,FALSE))),\"Na zapytanie\")","v":137.55},137.55,{"$f":"IFERROR(IF(VLOOKUP(D38,Arkusz!A:H,5,FALSE)=0,IF(H38=\"Na zapytanie\",\"\",\"EUR\"),\"PLN\"),\"\")","v":"PLN"}]
[null,null,null,"ACR71-1500",{"$f":"IFERROR(VLOOKUP(D39,Arkusz!A:H,3,FALSE),\"Brak towaru\")","v":"Drzwi metalowe pełne do szafy wiszącej CobiCabling Ravus 15U, bez zamka, czarne RAL9005"},{"$f":"IFERROR(VLOOKUP(D39,Arkusz!A:H,6,FALSE),\"-\")","v":"Cobi szafy akcesoria"},0.0,{"$f":"IFERROR(IF(VLOOKUP(D39,Arkusz!A:K,5,FALSE)=0,(IF(VLOOKUP(D39,Arkusz!A:K,11,FALSE)=0,\"Na zapytanie\",VLOOKUP(D39,Arkusz!A:K,11,FALSE))),(VLOOKUP(D39,Arkusz!A:K,5,FALSE))),\"Na zapytanie\")","v":159.79},159.79,{"$f":"IFERROR(IF(VLOOKUP(D39,Arkusz!A:H,5,FALSE)=0,IF(H39=\"Na zapytanie\",\"\",\"EUR\"),\"PLN\"),\"\")","v":"PLN"}]
[null,null,null,"ACR71-1800",{"$f":"IFERROR(VLOOKUP(D40,Arkusz!A:H,3,FALSE),\"Brak towaru\")","v":"Drzwi metalowe pełne do szafy wiszącej CobiCabling Ravus 18U, bez zamka, czarne RAL9005"},{"$f":"IFERROR(VLOOKUP(D40,Arkusz!A:H,6,FALSE),\"-\")","v":"Cobi szafy akcesoria"},0.0,{"$f":"IFERROR(IF(VLOOKUP(D40,Arkusz!A:K,5,FALSE)=0,(IF(VLOOKUP(D40,Arkusz!A:K,11,FALSE)=0,\"Na zapytanie\",VLOOKUP(D40,Arkusz!A:K,11,FALSE))),(VLOOKUP(D40,Arkusz!A:K,5,FALSE))),\"Na zapytanie\")","v":182},182,{"$f":"IFERROR(IF(VLOOKUP(D40,Arkusz!A:H,5,FALSE)=0,IF(H40=\"Na zapytanie\",\"\",\"EUR\"),\"PLN\"),\"\")","v":"PLN"}]
[null,null,null,"ACR71-2200",{"$f":"IFERROR(VLOOKUP(D41,Arkusz!A:H,3,FALSE),\"Brak towaru\")","v":"Drzwi metalowe pełne do szafy wiszącej CobiCabling Ravus 22U, bez zamka, czarne RAL9005"},{"$f":"IFERROR(VLOOKUP(D41,Arkusz!A:H,6,FALSE),\"-\")","v":"Cobi szafy akcesoria"},0.0,{"$f":"IFERROR(IF(VLOOKUP(D41,Arkusz!A:K,5,FALSE)=0,(IF(VLOOKUP(D41,Arkusz!A:K,11,FALSE)=0,\"Na zapytanie\",VLOOKUP(D41,Arkusz!A:K,11,FALSE))),(VLOOKUP(D41,Arkusz!A:K,5,FALSE))),\"Na zapytanie\")","v":212.21},212.21,{"$f":"IFERROR(IF(VLOOKUP(D41,Arkusz!A:H,5,FALSE)=0,IF(H41=\"Na zapytanie\",\"\",\"EUR\"),\"PLN\"),\"\")","v":"PLN"}]
[null,null,null,"ACR01-0240",{"$f":"IFERROR(VLOOKUP(D42,Arkusz!A:H,3,FALSE),\"Brak towaru\")","v":"Zamek do drzwi szafy wiszącej CobiCabling Ravus"},{"$f":"IFERROR(VLOOKUP(D42,Arkusz!A:H,6,FALSE),\"-\")","v":"Cobi szafy akcesoria"},0.0,{"$f":"IFERROR(IF(VLOOKUP(D42,Arkusz!A:K,5,FALSE)=0,(IF(VLOOKUP(D42,Arkusz!A:K,11,FALSE)=0,\"Na zapytanie\",VLOOKUP(D42,Arkusz!A:K,11,FALSE))),(VLOOKUP(D42,Arkusz!A:K,5,FALSE))),\"Na zapytanie\")","v":16},16,{"$f":"IFERROR(IF(VLOOKUP(D42,Arkusz!A:H,5,FALSE)=0,IF(H42=\"Na zapytanie\",\"\",\"EUR\"),\"PLN\"),\"\")","v":"PLN"}]
[null,null,null,"ACR01-0230",{"$f":"IFERROR(VLOOKUP(D43,Arkusz!A:H,3,FALSE),\"Brak towaru\")","v":"Dachowy panel 2-wentylatorowy do szafek wiszących CobiCabling Ravus, czarny RAL9005"},{"$f":"IFERROR(VLOOKUP(D43,Arkusz!A:H,6,FALSE),\"-\")","v":"Cobi szafy akcesoria"},0.0,{"$f":"IFERROR(IF(VLOOKUP(D43,Arkusz!A:K,5,FALSE)=0,(IF(VLOOKUP(D43,Arkusz!A:K,11,FALSE)=0,\"Na zapytanie\",VLOOKUP(D43,Arkusz!A:K,11,FALSE))),(VLOOKUP(D43,Arkusz!A:K,5,FALSE))),\"Na zapytanie\")","v":277.28},277.28,{"$f":"IFERROR(IF(VLOOKUP(D43,Arkusz!A:H,5,FALSE)=0,IF(H43=\"Na zapytanie\",\"\",\"EUR\"),\"PLN\"),\"\")","v":"PLN"}]
[null,"Półki"]
[null,null,"Stałe - mocowane z przodu"]
[null,null,null,"A10-1250",{"$f":"IFERROR(VLOOKUP(D46,Arkusz!A:H,3,FALSE),\"Brak towaru\")","v":"Pólka stała CobiCabling 19\" 1U nośność 25kg, mocowanie na 2 belkach, 250mm głębokości, RAL 7035 szara"},{"$f":"IFERROR(VLOOKUP(D46,Arkusz!A:H,6,FALSE),\"-\")","v":"Cobi szafy akcesoria"},0.0,{"$f":"IFERROR(IF(VLOOKUP(D46,Arkusz!A:K,5,FALSE)=0,(IF(VLOOKUP(D46,Arkusz!A:K,11,FALSE)=0,\"Na zapytanie\",VLOOKUP(D46,Arkusz!A:K,11,FALSE))),(VLOOKUP(D46,Arkusz!A:K,5,FALSE))),\"Na zapytanie\")","v":81.65},{"$f":"IFERROR(IF(H46=\"Na zapytanie\",\"\",H46*(1-G46)),\"\")","v":81.65},{"$f":"IFERROR(IF(VLOOKUP(D46,Arkusz!A:H,5,FALSE)=0,IF(H46=\"Na zapytanie\",\"\",\"EUR\"),\"PLN\"),\"\")","v":"PLN"}]
[null,null,null,"A10-1350",{"$f":"IFERROR(VLOOKUP(D47,Arkusz!A:H,3,FALSE),\"Brak towaru\")","v":"Pólka stała CobiCabling 19\" 1U  nośność 25kg, mocowanie na 2 belkach, 350mm głębokości, RAL 7035 szara"},{"$f":"IFERROR(VLOOKUP(D47,Arkusz!A:H,6,FALSE),\"-\")","v":"Cobi szafy akcesoria"},0.0,{"$f":"IFERROR(IF(VLOOKUP(D47,Arkusz!A:K,5,FALSE)=0,(IF(VLOOKUP(D47,Arkusz!A:K,11,FALSE)=0,\"Na zapytanie\",VLOOKUP(D47,Arkusz!A:K,11,FALSE))),(VLOOKUP(D47,Arkusz!A:K,5,FALSE))),\"Na zapytanie\")","v":90.85},90.85,{"$f":"IFERROR(IF(VLOOKUP(D47,Arkusz!A:H,5,FALSE)=0,IF(H47=\"Na zapytanie\",\"\",\"EUR\"),\"PLN\"),\"\")","v":"PLN"}]
[null,null,null,"A10-1440",{"$f":"IFERROR(VLOOKUP(D48,Arkusz!A:H,3,FALSE),\"Brak towaru\")","v":"Pólka stała CobiCabling 19\" 1U  nośność 25kg, mocowanie na 2 belkach, 450mm głębokości, RAL 7035 szara"},{"$f":"IFERROR(VLOOKUP(D48,Arkusz!A:H,6,FALSE),\"-\")","v":"Cobi szafy akcesoria"},0.0,{"$f":"IFERROR(IF(VLOOKUP(D48,Arkusz!A:K,5,FALSE)=0,(IF(VLOOKUP(D48,Arkusz!A:K,11,FALSE)=0,\"Na zapytanie\",VLOOKUP(D48,Arkusz!A:K,11,FALSE))),(VLOOKUP(D48,Arkusz!A:K,5,FALSE))),\"Na zapytanie\")","v":118.44},118.44,{"$f":"IFERROR(IF(VLOOKUP(D48,Arkusz!A:H,5,FALSE)=0,IF(H48=\"Na zapytanie\",\"\",\"EUR\"),\"PLN\"),\"\")","v":"PLN"}]
[null,null,null,"A10-2250",{"$f":"IFERROR(VLOOKUP(D49,Arkusz!A:H,3,FALSE),\"Brak towaru\")","v":"Pólka stała CobiCabling 19\" 2U  nośność 25kg, mocowanie na 2 belkach, 250mm głębokości, RAL 7035 szara"},{"$f":"IFERROR(VLOOKUP(D49,Arkusz!A:H,6,FALSE),\"-\")","v":"Cobi szafy akcesoria"},0.0,{"$f":"IFERROR(IF(VLOOKUP(D49,Arkusz!A:K,5,FALSE)=0,(IF(VLOOKUP(D49,Arkusz!A:K,11,FALSE)=0,\"Na zapytanie\",VLOOKUP(D49,Arkusz!A:K,11,FALSE))),(VLOOKUP(D49,Arkusz!A:K,5,FALSE))),\"Na zapytanie\")","v":77.05},77.05,{"$f":"IFERROR(IF(VLOOKUP(D49,Arkusz!A:H,5,FALSE)=0,IF(H49=\"Na zapytanie\",\"\",\"EUR\"),\"PLN\"),\"\")","v":"PLN"}]
[null,null,null,"A10-2350",{"$f":"IFERROR(VLOOKUP(D50,Arkusz!A:H,3,FALSE),\"Brak towaru\")","v":"Pólka stała CobiCabling 19\" 2U  nośność 25kg, mocowanie na 2 belkach, 350mm głębokości, RAL 7035 szara"},{"$f":"IFERROR(VLOOKUP(D50,Arkusz!A:H,6,FALSE),\"-\")","v":"Cobi szafy akcesoria"},0.0,{"$f":"IFERROR(IF(VLOOKUP(D50,Arkusz!A:K,5,FALSE)=0,(IF(VLOOKUP(D50,Arkusz!A:K,11,FALSE)=0,\"Na zapytanie\",VLOOKUP(D50,Arkusz!A:K,11,FALSE))),(VLOOKUP(D50,Arkusz!A:K,5,FALSE))),\"Na zapytanie\")","v":71.3},71.3,{"$f":"IFERROR(IF(VLOOKUP(D50,Arkusz!A:H,5,FALSE)=0,IF(H50=\"Na zapytanie\",\"\",\"EUR\"),\"PLN\"),\"\")","v":"PLN"}]
[null,null,null,"A10-2450",{"$f":"IFERROR(VLOOKUP(D51,Arkusz!A:H,3,FALSE),\"Brak towaru\")","v":"Pólka stała CobiCabling 19\" 2U  nośność 25kg, mocowanie na 2 belkach, 450mm głębokości, RAL 7035 szara"},{"$f":"IFERROR(VLOOKUP(D51,Arkusz!A:H,6,FALSE),\"-\")","v":"Cobi szafy akcesoria"},0.0,{"$f":"IFERROR(IF(VLOOKUP(D51,Arkusz!A:K,5,FALSE)=0,(IF(VLOOKUP(D51,Arkusz!A:K,11,FALSE)=0,\"Na zapytanie\",VLOOKUP(D51,Arkusz!A:K,11,FALSE))),(VLOOKUP(D51,Arkusz!A:K,5,FALSE))),\"Na zapytanie\")","v":87.33},87.33,{"$f":"IFERROR(IF(VLOOKUP(D51,Arkusz!A:H,5,FALSE)=0,IF(H51=\"Na zapytanie\",\"\",\"EUR\"),\"PLN\"),\"\")","v":"PLN"}]
[null,null,null,"A11-1250",{"$f":"IFERROR(VLOOKUP(D52,Arkusz!A:H,3,FALSE),\"Brak towaru\")","v":"Pólka stała CobiCabling 19\" 1U nośność 25kg, mocowanie na 2 belkach, 250mm głębokości, RAL 9005 czarna"},{"$f":"IFERROR(VLOOKUP(D52,Arkusz!A:H,6,FALSE),\"-\")","v":"Cobi szafy akcesoria"},0.0,{"$f":"IFERROR(IF(VLOOKUP(D52,Arkusz!A:K,5,FALSE)=0,(IF(VLOOKUP(D52,Arkusz!A:K,11,FALSE)=0,\"Na zapytanie\",VLOOKUP(D52,Arkusz!A:K,11,FALSE))),(VLOOKUP(D52,Arkusz!A:K,5,FALSE))),\"Na zapytanie\")","v":76.77},76.77,{"$f":"IFERROR(IF(VLOOKUP(D52,Arkusz!A:H,5,FALSE)=0,IF(H52=\"Na zapytanie\",\"\",\"EUR\"),\"PLN\"),\"\")","v":"PLN"}]
[null,null,null,"A11-1350",{"$f":"IFERROR(VLOOKUP(D53,Arkusz!A:H,3,FALSE),\"Brak towaru\")","v":"Pólka stała CobiCabling 19\" 1U nośność 25kg, mocowanie na 2 belkach, 350mm głębokości, RAL 9005 czarna"},{"$f":"IFERROR(VLOOKUP(D53,Arkusz!A:H,6,FALSE),\"-\")","v":"Cobi szafy akcesoria"},0.0,{"$f":"IFERROR(IF(VLOOKUP(D53,Arkusz!A:K,5,FALSE)=0,(IF(VLOOKUP(D53,Arkusz!A:K,11,FALSE)=0,\"Na zapytanie\",VLOOKUP(D53,Arkusz!A:K,11,FALSE))),(VLOOKUP(D53,Arkusz!A:K,5,FALSE))),\"Na zapytanie\")","v":87.31},87.31,{"$f":"IFERROR(IF(VLOOKUP(D53,Arkusz!A:H,5,FALSE)=0,IF(H53=\"Na zapytanie\",\"\",\"EUR\"),\"PLN\"),\"\")","v":"PLN"}]
[null,null,null,"A11-1450",{"$f":"IFERROR(VLOOKUP(D54,Arkusz!A:H,3,FALSE),\"Brak towaru\")","v":"Pólka stała CobiCabling 19\" 1U nośność 25kg, mocowanie na 2 belkach, 450mm głębokości, RAL 9005 czarna"},{"$f":"IFERROR(VLOOKUP(D54,Arkusz!A:H,6,FALSE),\"-\")","v":"Cobi szafy akcesoria"},0.0,{"$f":"IFERROR(IF(VLOOKUP(D54,Arkusz!A:K,5,FALSE)=0,(IF(VLOOKUP(D54,Arkusz!A:K,11,FALSE)=0,\"Na zapytanie\",VLOOKUP(D54,Arkusz!A:K,11,FALSE))),(VLOOKUP(D54,Arkusz!A:K,5,FALSE))),\"Na zapytanie\")","v":97.13},97.13,{"$f":"IFERROR(IF(VLOOKUP(D54,Arkusz!A:H,5,FALSE)=0,IF(H54=\"Na zapytanie\",\"\",\"EUR\"),\"PLN\"),\"\")","v":"PLN"}]
[null,null,null,"AC11-2475",{"$f":"IFERROR(VLOOKUP(D55,Arkusz!A:H,3,FALSE),\"Brak towaru\")","v":"Cantilever Shelf 2U 475mm deep, Black"},{"$f":"IFERROR(VLOOKUP(D55,Arkusz!A:H,6,FALSE),\"-\")","v":"Cobi szafy akcesoria"},0.0,{"$f":"IFERROR(IF(VLOOKUP(D55,Arkusz!A:K,5,FALSE)=0,(IF(VLOOKUP(D55,Arkusz!A:K,11,FALSE)=0,\"Na zapytanie\",VLOOKUP(D55,Arkusz!A:K,11,FALSE))),(VLOOKUP(D55,Arkusz!A:K,5,FALSE))),\"Na zapytanie\")","v":129.25},129.25,{"$f":"IFERROR(IF(VLOOKUP(D55,Arkusz!A:H,5,FALSE)=0,IF(H55=\"Na zapytanie\",\"\",\"EUR\"),\"PLN\"),\"\")","v":"PLN"}]
[null,null,null,"AC11-1275",{"$f":"IFERROR(VLOOKUP(D56,Arkusz!A:H,3,FALSE),\"Brak towaru\")","v":"Cantilever Shelf 1U 275mm deep, Black"},{"$f":"IFERROR(VLOOKUP(D56,Arkusz!A:H,6,FALSE),\"-\")","v":"Cobi szafy akcesoria"},0.0,{"$f":"IFERROR(IF(VLOOKUP(D56,Arkusz!A:K,5,FALSE)=0,(IF(VLOOKUP(D56,Arkusz!A:K,11,FALSE)=0,\"Na zapytanie\",VLOOKUP(D56,Arkusz!A:K,11,FALSE))),(VLOOKUP(D56,Arkusz!A:K,5,FALSE))),\"Na zapytanie\")","v":77.62},77.62,{"$f":"IFERROR(IF(VLOOKUP(D56,Arkusz!A:H,5,FALSE)=0,IF(H56=\"Na zapytanie\",\"\",\"EUR\"),\"PLN\"),\"\")","v":"PLN"}]
[null,null,"Stałe - mocowane z przodu i tyłu"]
[null,null,null,"F9350",{"$f":"IFERROR(VLOOKUP(D58,Arkusz!A:H,3,FALSE),\"Brak towaru\")","v":"Półka stała 19\" 1U nośność 100kg, mocowanie na 4 belkach, 450mm głębokości z regulacją rozstawu, dla szaf o głębokości 600mm, RAL 7035 szara"},{"$f":"IFERROR(VLOOKUP(D58,Arkusz!A:H,6,FALSE),\"-\")","v":"TECNOSTEEL"},0.0,{"$f":"IFERROR(IF(VLOOKUP(D58,Arkusz!A:K,5,FALSE)=0,(IF(VLOOKUP(D58,Arkusz!A:K,11,FALSE)=0,\"Na zapytanie\",VLOOKUP(D58,Arkusz!A:K,11,FALSE))),(VLOOKUP(D58,Arkusz!A:K,5,FALSE))),\"Na zapytanie\")","v":92.38},{"$f":"IFERROR(IF(H58=\"Na zapytanie\",\"\",H58*(1-G58)),\"\")","v":92.38},{"$f":"IFERROR(IF(VLOOKUP(D58,Arkusz!A:H,5,FALSE)=0,IF(H58=\"Na zapytanie\",\"\",\"EUR\"),\"PLN\"),\"\")","v":"PLN"}]
[null,null,null,"F9351",{"$f":"IFERROR(VLOOKUP(D59,Arkusz!A:H,3,FALSE),\"Brak towaru\")","v":"Półka stała 19\" 1U nośność 100kg, mocowanie na 4 belkach, 650mm głębokości z regulacją rozstawu, dla szaf o głębokości 800mm, RAL 7035 szara"},{"$f":"IFERROR(VLOOKUP(D59,Arkusz!A:H,6,FALSE),\"-\")","v":"TECNOSTEEL"},0.0,{"$f":"IFERROR(IF(VLOOKUP(D59,Arkusz!A:K,5,FALSE)=0,(IF(VLOOKUP(D59,Arkusz!A:K,11,FALSE)=0,\"Na zapytanie\",VLOOKUP(D59,Arkusz!A:K,11,FALSE))),(VLOOKUP(D59,Arkusz!A:K,5,FALSE))),\"Na zapytanie\")","v":124.29},124.29,{"$f":"IFERROR(IF(VLOOKUP(D59,Arkusz!A:H,5,FALSE)=0,IF(H59=\"Na zapytanie\",\"\",\"EUR\"),\"PLN\"),\"\")","v":"PLN"}]
[null,null,null,"F9352",{"$f":"IFERROR(VLOOKUP(D60,Arkusz!A:H,3,FALSE),\"Brak towaru\")","v":"Półka stała 19\" 1U nośność 100kg, mocowanie na 4 belkach, 750mm głębokości z regulacją rozstawu, dla szaf o głębokości 1000mm, RAL 7035 szara"},{"$f":"IFERROR(VLOOKUP(D60,Arkusz!A:H,6,FALSE),\"-\")","v":"TECNOSTEEL"},0.0,{"$f":"IFERROR(IF(VLOOKUP(D60,Arkusz!A:K,5,FALSE)=0,(IF(VLOOKUP(D60,Arkusz!A:K,11,FALSE)=0,\"Na zapytanie\",VLOOKUP(D60,Arkusz!A:K,11,FALSE))),(VLOOKUP(D60,Arkusz!A:K,5,FALSE))),\"Na zapytanie\")","v":141.09},141.09,{"$f":"IFERROR(IF(VLOOKUP(D60,Arkusz!A:H,5,FALSE)=0,IF(H60=\"Na zapytanie\",\"\",\"EUR\"),\"PLN\"),\"\")","v":"PLN"}]
[null,null,null,"F9100",{"$f":"IFERROR(VLOOKUP(D61,Arkusz!A:H,3,FALSE),\"Brak towaru\")","v":"Półka stała 19\" 2U nośność 80kg, mocowanie na 2 belkach, 470mm głębokości, RAL 7035 szara"},{"$f":"IFERROR(VLOOKUP(D61,Arkusz!A:H,6,FALSE),\"-\")","v":"TECNOSTEEL"},0.0,{"$f":"IFERROR(IF(VLOOKUP(D61,Arkusz!A:K,5,FALSE)=0,(IF(VLOOKUP(D61,Arkusz!A:K,11,FALSE)=0,\"Na zapytanie\",VLOOKUP(D61,Arkusz!A:K,11,FALSE))),(VLOOKUP(D61,Arkusz!A:K,5,FALSE))),\"Na zapytanie\")","v":128.49},128.49,{"$f":"IFERROR(IF(VLOOKUP(D61,Arkusz!A:H,5,FALSE)=0,IF(H61=\"Na zapytanie\",\"\",\"EUR\"),\"PLN\"),\"\")","v":"PLN"}]
[null,null,null,"F9002",{"$f":"IFERROR(VLOOKUP(D62,Arkusz!A:H,3,FALSE),\"Brak towaru\")","v":"Półka stała 19\" 2U nośność 80kg, mocowanie na 4 belkach, 600mm głębokości, dla szaf o głębokości 800mm, RAL 7035 szara"},{"$f":"IFERROR(VLOOKUP(D62,Arkusz!A:H,6,FALSE),\"-\")","v":"TECNOSTEEL"},0.0,{"$f":"IFERROR(IF(VLOOKUP(D62,Arkusz!A:K,5,FALSE)=0,(IF(VLOOKUP(D62,Arkusz!A:K,11,FALSE)=0,\"Na zapytanie\",VLOOKUP(D62,Arkusz!A:K,11,FALSE))),(VLOOKUP(D62,Arkusz!A:K,5,FALSE))),\"Na zapytanie\")","v":178.04},178.04,{"$f":"IFERROR(IF(VLOOKUP(D62,Arkusz!A:H,5,FALSE)=0,IF(H62=\"Na zapytanie\",\"\",\"EUR\"),\"PLN\"),\"\")","v":"PLN"}]
[null,null,null,"F9089",{"$f":"IFERROR(VLOOKUP(D63,Arkusz!A:H,3,FALSE),\"Brak towaru\")","v":"Półka stała 19\" 2U nośność 80kg, mocowanie na 4 belkach, 750mm głębokości, dla szaf o głębokości 1000mm, RAL 7035 szara"},{"$f":"IFERROR(VLOOKUP(D63,Arkusz!A:H,6,FALSE),\"-\")","v":"TECNOSTEEL"},0.0,{"$f":"IFERROR(IF(VLOOKUP(D63,Arkusz!A:K,5,FALSE)=0,(IF(VLOOKUP(D63,Arkusz!A:K,11,FALSE)=0,\"Na zapytanie\",VLOOKUP(D63,Arkusz!A:K,11,FALSE))),(VLOOKUP(D63,Arkusz!A:K,5,FALSE))),\"Na zapytanie\")","v":245.23},245.23,{"$f":"IFERROR(IF(VLOOKUP(D63,Arkusz!A:H,5,FALSE)=0,IF(H63=\"Na zapytanie\",\"\",\"EUR\"),\"PLN\"),\"\")","v":"PLN"}]
[null,null,"Wysuwane - mocowane z przodu i tyłu"]
[null,null,null,"F9103",{"$f":"IFERROR(VLOOKUP(D65,Arkusz!A:H,3,FALSE),\"Brak towaru\")","v":"Półka wysuwana 19\" 2U, nośność max. 25kg, mocowanie na 2 belkach, 350mm głębokości, RAL 7035 szara"},{"$f":"IFERROR(VLOOKUP(D65,Arkusz!A:H,6,FALSE),\"-\")","v":"TECNOSTEEL"},0.0,{"$f":"IFERROR(IF(VLOOKUP(D65,Arkusz!A:K,5,FALSE)=0,(IF(VLOOKUP(D65,Arkusz!A:K,11,FALSE)=0,\"Na zapytanie\",VLOOKUP(D65,Arkusz!A:K,11,FALSE))),(VLOOKUP(D65,Arkusz!A:K,5,FALSE))),\"Na zapytanie\")","v":202.54},{"$f":"IFERROR(IF(H65=\"Na zapytanie\",\"\",H65*(1-G65)),\"\")","v":202.54},{"$f":"IFERROR(IF(VLOOKUP(D65,Arkusz!A:H,5,FALSE)=0,IF(H65=\"Na zapytanie\",\"\",\"EUR\"),\"PLN\"),\"\")","v":"PLN"}]
[null,null,null,"F9094",{"$f":"IFERROR(VLOOKUP(D66,Arkusz!A:H,3,FALSE),\"Brak towaru\")","v":"Półka wysuwana 19\" 2U, nośność max. 50kg, mocowanie na 2 belkach, 470mm głębokości, RAL 7035 szara"},{"$f":"IFERROR(VLOOKUP(D66,Arkusz!A:H,6,FALSE),\"-\")","v":"TECNOSTEEL"},0.0,{"$f":"IFERROR(IF(VLOOKUP(D66,Arkusz!A:K,5,FALSE)=0,(IF(VLOOKUP(D66,Arkusz!A:K,11,FALSE)=0,\"Na zapytanie\",VLOOKUP(D66,Arkusz!A:K,11,FALSE))),(VLOOKUP(D66,Arkusz!A:K,5,FALSE))),\"Na zapytanie\")","v":238.77},238.77,{"$f":"IFERROR(IF(VLOOKUP(D66,Arkusz!A:H,5,FALSE)=0,IF(H66=\"Na zapytanie\",\"\",\"EUR\"),\"PLN\"),\"\")","v":"PLN"}]
[null,null,null,"F9105",{"$f":"IFERROR(VLOOKUP(D67,Arkusz!A:H,3,FALSE),\"Brak towaru\")","v":"Półka wysuwana 19\" 2U, nośność max. 40kg, mocowanie na 2 belkach, 600mm głębokości, RAL 7035 szara"},{"$f":"IFERROR(VLOOKUP(D67,Arkusz!A:H,6,FALSE),\"-\")","v":"TECNOSTEEL"},0.0,{"$f":"IFERROR(IF(VLOOKUP(D67,Arkusz!A:K,5,FALSE)=0,(IF(VLOOKUP(D67,Arkusz!A:K,11,FALSE)=0,\"Na zapytanie\",VLOOKUP(D67,Arkusz!A:K,11,FALSE))),(VLOOKUP(D67,Arkusz!A:K,5,FALSE))),\"Na zapytanie\")","v":263.47},263.47,{"$f":"IFERROR(IF(VLOOKUP(D67,Arkusz!A:H,5,FALSE)=0,IF(H67=\"Na zapytanie\",\"\",\"EUR\"),\"PLN\"),\"\")","v":"PLN"}]
[null,"Listwy zasilające"]
[null,null,null,"A30-2500",{"$f":"IFERROR(VLOOKUP(D69,Arkusz!A:H,3,FALSE),\"Brak towaru\")","v":"Listwa zasilająca CobiCabling 1U 19\" 5-portowa z filtrem przeciwzakłóceniowym"},{"$f":"IFERROR(VLOOKUP(D69,Arkusz!A:H,6,FALSE),\"-\")","v":"Cobi szafy akcesoria"},0.0,{"$f":"IFERROR(IF(VLOOKUP(D69,Arkusz!A:K,5,FALSE)=0,(IF(VLOOKUP(D69,Arkusz!A:K,11,FALSE)=0,\"Na zapytanie\",VLOOKUP(D69,Arkusz!A:K,11,FALSE))),(VLOOKUP(D69,Arkusz!A:K,5,FALSE))),\"Na zapytanie\")","v":98.87},{"$f":"IFERROR(IF(H69=\"Na zapytanie\",\"\",H69*(1-G69)),\"\")","v":98.87},{"$f":"IFERROR(IF(VLOOKUP(D69,Arkusz!A:H,5,FALSE)=0,IF(H69=\"Na zapytanie\",\"\",\"EUR\"),\"PLN\"),\"\")","v":"PLN"}]
[null,null,null,"A30-1901",{"$f":"IFERROR(VLOOKUP(D70,Arkusz!A:H,3,FALSE),\"Brak towaru\")","v":"Listwa zasilająca CobiCabling 1U 19\" 9-portowa bez wyłącznika"},{"$f":"IFERROR(VLOOKUP(D70,Arkusz!A:H,6,FALSE),\"-\")","v":"Cobi szafy akcesoria"},0.0,{"$f":"IFERROR(IF(VLOOKUP(D70,Arkusz!A:K,5,FALSE)=0,(IF(VLOOKUP(D70,Arkusz!A:K,11,FALSE)=0,\"Na zapytanie\",VLOOKUP(D70,Arkusz!A:K,11,FALSE))),(VLOOKUP(D70,Arkusz!A:K,5,FALSE))),\"Na zapytanie\")","v":"Na zapytanie"},"",{"$f":"IFERROR(IF(VLOOKUP(D70,Arkusz!A:H,5,FALSE)=0,IF(H70=\"Na zapytanie\",\"\",\"EUR\"),\"PLN\"),\"\")","v":""}]
[null,null,null,"A30-1900",{"$f":"IFERROR(VLOOKUP(D71,Arkusz!A:H,3,FALSE),\"Brak towaru\")","v":"Listwa zasilająca CobiCabling 1U 19\" 9-portowa wyłącznikiem"},{"$f":"IFERROR(VLOOKUP(D71,Arkusz!A:H,6,FALSE),\"-\")","v":"Cobi szafy akcesoria"},0.0,{"$f":"IFERROR(IF(VLOOKUP(D71,Arkusz!A:K,5,FALSE)=0,(IF(VLOOKUP(D71,Arkusz!A:K,11,FALSE)=0,\"Na zapytanie\",VLOOKUP(D71,Arkusz!A:K,11,FALSE))),(VLOOKUP(D71,Arkusz!A:K,5,FALSE))),\"Na zapytanie\")","v":126.06},126.06,{"$f":"IFERROR(IF(VLOOKUP(D71,Arkusz!A:H,5,FALSE)=0,IF(H71=\"Na zapytanie\",\"\",\"EUR\"),\"PLN\"),\"\")","v":"PLN"}]
[null,null,null,"A30-1902",{"$f":"IFERROR(VLOOKUP(D72,Arkusz!A:H,3,FALSE),\"Brak towaru\")","v":"Listwa zasilająca CobiCabling 1U 19\" 9-portowa bez wyłącznika z wtykiem C14 (UPS)"},{"$f":"IFERROR(VLOOKUP(D72,Arkusz!A:H,6,FALSE),\"-\")","v":"Cobi szafy akcesoria"},0.0,{"$f":"IFERROR(IF(VLOOKUP(D72,Arkusz!A:K,5,FALSE)=0,(IF(VLOOKUP(D72,Arkusz!A:K,11,FALSE)=0,\"Na zapytanie\",VLOOKUP(D72,Arkusz!A:K,11,FALSE))),(VLOOKUP(D72,Arkusz!A:K,5,FALSE))),\"Na zapytanie\")","v":133.33},133.33,{"$f":"IFERROR(IF(VLOOKUP(D72,Arkusz!A:H,5,FALSE)=0,IF(H72=\"Na zapytanie\",\"\",\"EUR\"),\"PLN\"),\"\")","v":"PLN"}]
[null,null,null,"A30-1903",{"$f":"IFERROR(VLOOKUP(D73,Arkusz!A:H,3,FALSE),\"Brak towaru\")","v":"Listwa zasilająca CobiCabling 1U 19\" 9-portowa z filtrem przeciążeniowym"},{"$f":"IFERROR(VLOOKUP(D73,Arkusz!A:H,6,FALSE),\"-\")","v":"Cobi szafy akcesoria"},0.0,{"$f":"IFERROR(IF(VLOOKUP(D73,Arkusz!A:K,5,FALSE)=0,(IF(VLOOKUP(D73,Arkusz!A:K,11,FALSE)=0,\"Na zapytanie\",VLOOKUP(D73,Arkusz!A:K,11,FALSE))),(VLOOKUP(D73,Arkusz!A:K,5,FALSE))),\"Na zapytanie\")","v":112.86},112.86,{"$f":"IFERROR(IF(VLOOKUP(D73,Arkusz!A:H,5,FALSE)=0,IF(H73=\"Na zapytanie\",\"\",\"EUR\"),\"PLN\"),\"\")","v":"PLN"}]
[null,null,null,"A30-2800",{"$f":"IFERROR(VLOOKUP(D74,Arkusz!A:H,3,FALSE),\"Brak towaru\")","v":"Listwa zasilająca CobiCabling 1U 19\" 8-portowa z filtrem przeciążeniowym i wyłącznikiem"},{"$f":"IFERROR(VLOOKUP(D74,Arkusz!A:H,6,FALSE),\"-\")","v":"Cobi szafy akcesoria"},0.0,{"$f":"IFERROR(IF(VLOOKUP(D74,Arkusz!A:K,5,FALSE)=0,(IF(VLOOKUP(D74,Arkusz!A:K,11,FALSE)=0,\"Na zapytanie\",VLOOKUP(D74,Arkusz!A:K,11,FALSE))),(VLOOKUP(D74,Arkusz!A:K,5,FALSE))),\"Na zapytanie\")","v":"Na zapytanie"},"",{"$f":"IFERROR(IF(VLOOKUP(D74,Arkusz!A:H,5,FALSE)=0,IF(H74=\"Na zapytanie\",\"\",\"EUR\"),\"PLN\"),\"\")","v":""}]
[null,"Cokoły do szaf stojących CobiCabling"]
[null,null,null,"AC01-0220",{"$f":"IFERROR(VLOOKUP(D76,Arkusz!A:H,3,FALSE),\"Brak towaru\")","v":"Cokół konfigurowalny 100mm do szafek RC o głębokości 450/600mm"},{"$f":"IFERROR(VLOOKUP(D76,Arkusz!A:H,6,FALSE),\"-\")","v":"Cobi szafy akcesoria"},0.0,{"$f":"IFERROR(IF(VLOOKUP(D76,Arkusz!A:K,5,FALSE)=0,(IF(VLOOKUP(D76,Arkusz!A:K,11,FALSE)=0,\"Na zapytanie\",VLOOKUP(D76,Arkusz!A:K,11,FALSE))),(VLOOKUP(D76,Arkusz!A:K,5,FALSE))),\"Na zapytanie\")","v":351.07},{"$f":"IFERROR(IF(H76=\"Na zapytanie\",\"\",H76*(1-G76)),\"\")","v":351.07},{"$f":"IFERROR(IF(VLOOKUP(D76,Arkusz!A:H,5,FALSE)=0,IF(H76=\"Na zapytanie\",\"\",\"EUR\"),\"PLN\"),\"\")","v":"PLN"}]
[null,null,null,"AC01-0660",{"$f":"IFERROR(VLOOKUP(D77,Arkusz!A:H,3,FALSE),\"Brak towaru\")","v":"Cokół 100mm do szafy stojącej CobiCabling 600x600mm, RAL 9004 czarny"},{"$f":"IFERROR(VLOOKUP(D77,Arkusz!A:H,6,FALSE),\"-\")","v":"Cobi szafy akcesoria"},0.0,{"$f":"IFERROR(IF(VLOOKUP(D77,Arkusz!A:K,5,FALSE)=0,(IF(VLOOKUP(D77,Arkusz!A:K,11,FALSE)=0,\"Na zapytanie\",VLOOKUP(D77,Arkusz!A:K,11,FALSE))),(VLOOKUP(D77,Arkusz!A:K,5,FALSE))),\"Na zapytanie\")","v":406.38},406.38,{"$f":"IFERROR(IF(VLOOKUP(D77,Arkusz!A:H,5,FALSE)=0,IF(H77=\"Na zapytanie\",\"\",\"EUR\"),\"PLN\"),\"\")","v":"PLN"}]
[null,null,null,"AC01-0680",{"$f":"IFERROR(VLOOKUP(D78,Arkusz!A:H,3,FALSE),\"Brak towaru\")","v":"Cokół 100mm do szafy stojącej CobiCabling 600x800mm, RAL 9004 czarny"},{"$f":"IFERROR(VLOOKUP(D78,Arkusz!A:H,6,FALSE),\"-\")","v":"Cobi szafy akcesoria"},0.0,{"$f":"IFERROR(IF(VLOOKUP(D78,Arkusz!A:K,5,FALSE)=0,(IF(VLOOKUP(D78,Arkusz!A:K,11,FALSE)=0,\"Na zapytanie\",VLOOKUP(D78,Arkusz!A:K,11,FALSE))),(VLOOKUP(D78,Arkusz!A:K,5,FALSE))),\"Na zapytanie\")","v":474.1},474.1,{"$f":"IFERROR(IF(VLOOKUP(D78,Arkusz!A:H,5,FALSE)=0,IF(H78=\"Na zapytanie\",\"\",\"EUR\"),\"PLN\"),\"\")","v":"PLN"}]
[null,null,null,"AC01-0610",{"$f":"IFERROR(VLOOKUP(D79,Arkusz!A:H,3,FALSE),\"Brak towaru\")","v":"Cokół 100mm do szafy stojącej CobiCabling 600x1000mm, RAL 9004 czarny"},{"$f":"IFERROR(VLOOKUP(D79,Arkusz!A:H,6,FALSE),\"-\")","v":"Cobi szafy akcesoria"},0.0,{"$f":"IFERROR(IF(VLOOKUP(D79,Arkusz!A:K,5,FALSE)=0,(IF(VLOOKUP(D79,Arkusz!A:K,11,FALSE)=0,\"Na zapytanie\",VLOOKUP(D79,Arkusz!A:K,11,FALSE))),(VLOOKUP(D79,Arkusz!A:K,5,FALSE))),\"Na zapytanie\")","v":514.76},514.76,{"$f":"IFERROR(IF(VLOOKUP(D79,Arkusz!A:H,5,FALSE)=0,IF(H79=\"Na zapytanie\",\"\",\"EUR\"),\"PLN\"),\"\")","v":"PLN"}]
[null,null,null,"AC01-0880",{"$f":"IFERROR(VLOOKUP(D80,Arkusz!A:H,3,FALSE),\"Brak towaru\")","v":"Cokół 100mm do szafy stojącej CobiCabling 800x800mm, RAL 9004 czarny"},{"$f":"IFERROR(VLOOKUP(D80,Arkusz!A:H,6,FALSE),\"-\")","v":"Cobi szafy akcesoria"},0.0,{"$f":"IFERROR(IF(VLOOKUP(D80,Arkusz!A:K,5,FALSE)=0,(IF(VLOOKUP(D80,Arkusz!A:K,11,FALSE)=0,\"Na zapytanie\",VLOOKUP(D80,Arkusz!A:K,11,FALSE))),(VLOOKUP(D80,Arkusz!A:K,5,FALSE))),\"Na zapytanie\")","v":555.41},555.41,{"$f":"IFERROR(IF(VLOOKUP(D80,Arkusz!A:H,5,FALSE)=0,IF(H80=\"Na zapytanie\",\"\",\"EUR\"),\"PLN\"),\"\")","v":"PLN"}]
[null,null,null,"AC01-0810",{"$f":"IFERROR(VLOOKUP(D81,Arkusz!A:H,3,FALSE),\"Brak towaru\")","v":"Cokół 100mm do szafy stojącej CobiCabling 800x1000mm, RAL 9004 czarny"},{"$f":"IFERROR(VLOOKUP(D81,Arkusz!A:H,6,FALSE),\"-\")","v":"Cobi szafy akcesoria"},0.0,{"$f":"IFERROR(IF(VLOOKUP(D81,Arkusz!A:K,5,FALSE)=0,(IF(VLOOKUP(D81,Arkusz!A:K,11,FALSE)=0,\"Na zapytanie\",VLOOKUP(D81,Arkusz!A:K,11,FALSE))),(VLOOKUP(D81,Arkusz!A:K,5,FALSE))),\"Na zapytanie\")","v":609.58},609.58,{"$f":"IFERROR(IF(VLOOKUP(D81,Arkusz!A:H,5,FALSE)=0,IF(H81=\"Na zapytanie\",\"\",\"EUR\"),\"PLN\"),\"\")","v":"PLN"}]
[null,null,null,"AC01-0820",{"$f":"IFERROR(VLOOKUP(D82,Arkusz!A:H,3,FALSE),\"Brak towaru\")","v":"Cokół 100mm do szafy stojącej CobiCabling 800x1200mm, RAL 9004 czarny"},{"$f":"IFERROR(VLOOKUP(D82,Arkusz!A:H,6,FALSE),\"-\")","v":"Cobi szafy akcesoria"},0.0,{"$f":"IFERROR(IF(VLOOKUP(D82,Arkusz!A:K,5,FALSE)=0,(IF(VLOOKUP(D82,Arkusz!A:K,11,FALSE)=0,\"Na zapytanie\",VLOOKUP(D82,Arkusz!A:K,11,FALSE))),(VLOOKUP(D82,Arkusz!A:K,5,FALSE))),\"Na zapytanie\")","v":650.23},650.23,{"$f":"IFERROR(IF(VLOOKUP(D82,Arkusz!A:H,5,FALSE)=0,IF(H82=\"Na zapytanie\",\"\",\"EUR\"),\"PLN\"),\"\")","v":"PLN"}]
[null,"Pozostałe"]
[null,null,"Panele maskujące"]
[null,null,null,"A20-1000",{"$f":"IFERROR(VLOOKUP(D85,Arkusz!A:H,3,FALSE),\"Brak towaru\")","v":"Panel maskujący CobiCabling 1U 19\" RAL 7035 szary"},{"$f":"IFERROR(VLOOKUP(D85,Arkusz!A:H,6,FALSE),\"-\")","v":"Cobi szafy akcesoria"},0.0,{"$f":"IFERROR(IF(VLOOKUP(D85,Arkusz!A:K,5,FALSE)=0,(IF(VLOOKUP(D85,Arkusz!A:K,11,FALSE)=0,\"Na zapytanie\",VLOOKUP(D85,Arkusz!A:K,11,FALSE))),(VLOOKUP(D85,Arkusz!A:K,5,FALSE))),\"Na zapytanie\")","v":18.19},{"$f":"IFERROR(IF(H85=\"Na zapytanie\",\"\",H85*(1-G85)),\"\")","v":18.19},{"$f":"IFERROR(IF(VLOOKUP(D85,Arkusz!A:H,5,FALSE)=0,IF(H85=\"Na zapytanie\",\"\",\"EUR\"),\"PLN\"),\"\")","v":"PLN"}]
[null,null,null,"A20-2000",{"$f":"IFERROR(VLOOKUP(D86,Arkusz!A:H,3,FALSE),\"Brak towaru\")","v":"Panel maskujący CobiCabling 2U 19\" RAL 7035 szary"},{"$f":"IFERROR(VLOOKUP(D86,Arkusz!A:H,6,FALSE),\"-\")","v":"Cobi szafy akcesoria"},0.0,{"$f":"IFERROR(IF(VLOOKUP(D86,Arkusz!A:K,5,FALSE)=0,(IF(VLOOKUP(D86,Arkusz!A:K,11,FALSE)=0,\"Na zapytanie\",VLOOKUP(D86,Arkusz!A:K,11,FALSE))),(VLOOKUP(D86,Arkusz!A:K,5,FALSE))),\"Na zapytanie\")","v":25.09},25.09,{"$f":"IFERROR(IF(VLOOKUP(D86,Arkusz!A:H,5,FALSE)=0,IF(H86=\"Na zapytanie\",\"\",\"EUR\"),\"PLN\"),\"\")","v":"PLN"}]
[null,null,null,"A20-3000",{"$f":"IFERROR(VLOOKUP(D87,Arkusz!A:H,3,FALSE),\"Brak towaru\")","v":"Panel maskujący CobiCabling 3U 19\" RAL 7035 szary"},{"$f":"IFERROR(VLOOKUP(D87,Arkusz!A:H,6,FALSE),\"-\")","v":"Cobi szafy akcesoria"},0.0,{"$f":"IFERROR(IF(VLOOKUP(D87,Arkusz!A:K,5,FALSE)=0,(IF(VLOOKUP(D87,Arkusz!A:K,11,FALSE)=0,\"Na zapytanie\",VLOOKUP(D87,Arkusz!A:K,11,FALSE))),(VLOOKUP(D87,Arkusz!A:K,5,FALSE))),\"Na zapytanie\")","v":30.48},30.48,{"$f":"IFERROR(IF(VLOOKUP(D87,Arkusz!A:H,5,FALSE)=0,IF(H87=\"Na zapytanie\",\"\",\"EUR\"),\"PLN\"),\"\")","v":"PLN"}]
[null,null,null,"A20-4000",{"$f":"IFERROR(VLOOKUP(D88,Arkusz!A:H,3,FALSE),\"Brak towaru\")","v":"Panel maskujący CobiCabling 4U 19\" RAL 7035 szary"},{"$f":"IFERROR(VLOOKUP(D88,Arkusz!A:H,6,FALSE),\"-\")","v":"Cobi szafy akcesoria"},0.0,{"$f":"IFERROR(IF(VLOOKUP(D88,Arkusz!A:K,5,FALSE)=0,(IF(VLOOKUP(D88,Arkusz!A:K,11,FALSE)=0,\"Na zapytanie\",VLOOKUP(D88,Arkusz!A:K,11,FALSE))),(VLOOKUP(D88,Arkusz!A:K,5,FALSE))),\"Na zapytanie\")","v":38.48},38.48,{"$f":"IFERROR(IF(VLOOKUP(D88,Arkusz!A:H,5,FALSE)=0,IF(H88=\"Na zapytanie\",\"\",\"EUR\"),\"PLN\"),\"\")","v":"PLN"}]
[null,null,null,"5010 068/1/C",{"$f":"IFERROR(VLOOKUP(D89,Arkusz!A:H,3,FALSE),\"Brak towaru\")","v":"1U panel maskujący RAL 9005 czarny"},{"$f":"IFERROR(VLOOKUP(D89,Arkusz!A:H,6,FALSE),\"-\")","v":"Cobi szafy akcesoria"},0.0,{"$f":"IFERROR(IF(VLOOKUP(D89,Arkusz!A:K,5,FALSE)=0,(IF(VLOOKUP(D89,Arkusz!A:K,11,FALSE)=0,\"Na zapytanie\",VLOOKUP(D89,Arkusz!A:K,11,FALSE))),(VLOOKUP(D89,Arkusz!A:K,5,FALSE))),\"Na zapytanie\")","v":18.69},18.69,{"$f":"IFERROR(IF(VLOOKUP(D89,Arkusz!A:H,5,FALSE)=0,IF(H89=\"Na zapytanie\",\"\",\"EUR\"),\"PLN\"),\"\")","v":"PLN"}]
[null,null,null,"5010 068/2/C",{"$f":"IFERROR(VLOOKUP(D90,Arkusz!A:H,3,FALSE),\"Brak towaru\")","v":"2U panel maskujący RAL 9005 czarny"},{"$f":"IFERROR(VLOOKUP(D90,Arkusz!A:H,6,FALSE),\"-\")","v":"Cobi szafy akcesoria"},0.0,{"$f":"IFERROR(IF(VLOOKUP(D90,Arkusz!A:K,5,FALSE)=0,(IF(VLOOKUP(D90,Arkusz!A:K,11,FALSE)=0,\"Na zapytanie\",VLOOKUP(D90,Arkusz!A:K,11,FALSE))),(VLOOKUP(D90,Arkusz!A:K,5,FALSE))),\"Na zapytanie\")","v":25.12},25.12,{"$f":"IFERROR(IF(VLOOKUP(D90,Arkusz!A:H,5,FALSE)=0,IF(H90=\"Na zapytanie\",\"\",\"EUR\"),\"PLN\"),\"\")","v":"PLN"}]
[null,null,null,"5010 068/3/C",{"$f":"IFERROR(VLOOKUP(D91,Arkusz!A:H,3,FALSE),\"Brak towaru\")","v":"3U panel maskujący RAL 9005 czarny"},{"$f":"IFERROR(VLOOKUP(D91,Arkusz!A:H,6,FALSE),\"-\")","v":"Cobi szafy akcesoria"},0.0,{"$f":"IFERROR(IF(VLOOKUP(D91,Arkusz!A:K,5,FALSE)=0,(IF(VLOOKUP(D91,Arkusz!A:K,11,FALSE)=0,\"Na zapytanie\",VLOOKUP(D91,Arkusz!A:K,11,FALSE))),(VLOOKUP(D91,Arkusz!A:K,5,FALSE))),\"Na zapytanie\")","v":33.39},33.39,{"$f":"IFERROR(IF(VLOOKUP(D91,Arkusz!A:H,5,FALSE)=0,IF(H91=\"Na zapytanie\",\"\",\"EUR\"),\"PLN\"),\"\")","v":"PLN"}]
[null,null,null,"5010 068/4/C",{"$f":"IFERROR(VLOOKUP(D92,Arkusz!A:H,3,FALSE),\"Brak towaru\")","v":"4U panel maskujący RAL 9005 czarny"},{"$f":"IFERROR(VLOOKUP(D92,Arkusz!A:H,6,FALSE),\"-\")","v":"Cobi szafy akcesoria"},0.0,{"$f":"IFERROR(IF(VLOOKUP(D92,Arkusz!A:K,5,FALSE)=0,(IF(VLOOKUP(D92,Arkusz!A:K,11,FALSE)=0,\"Na zapytanie\",VLOOKUP(D92,Arkusz!A:K,11,FALSE))),(VLOOKUP(D92,Arkusz!A:K,5,FALSE))),\"Na zapytanie\")","v":38.48},38.48,{"$f":"IFERROR(IF(VLOOKUP(D92,Arkusz!A:H,5,FALSE)=0,IF(H92=\"Na zapytanie\",\"\",\"EUR\"),\"PLN\"),\"\")","v":"PLN"}]
[null,null,"Akcesoria dodatkowe"]
[null,null,null,"P9042",{"$f":"IFERROR(VLOOKUP(D94,Arkusz!A:H,3,FALSE),\"Brak towaru\")","v":"Zestaw do łączenia szaf Progress dla szaf z cokołem - kolor szary"},{"$f":"IFERROR(VLOOKUP(D94,Arkusz!A:H,6,FALSE),\"-\")","v":"TECNOSTEEL"},0.0,{"$f":"IFERROR(IF(VLOOKUP(D94,Arkusz!A:K,5,FALSE)=0,(IF(VLOOKUP(D94,Arkusz!A:K,11,FALSE)=0,\"Na zapytanie\",VLOOKUP(D94,Arkusz!A:K,11,FALSE))),(VLOOKUP(D94,Arkusz!A:K,5,FALSE))),\"Na zapytanie\")","v":90.7},{"$f":"IFERROR(IF(H94=\"Na zapytanie\",\"\",H94*(1-G94)),\"\")","v":90.7},{"$f":"IFERROR(IF(VLOOKUP(D94,Arkusz!A:H,5,FALSE)=0,IF(H94=\"Na zapytanie\",\"\",\"EUR\"),\"PLN\"),\"\")","v":"PLN"}]
[null,null,null,"P9042J",{"$f":"IFERROR(VLOOKUP(D95,Arkusz!A:H,3,FALSE),\"Brak towaru\")","v":"Zestaw do łączenia szaf Progress dla szaf ze stopkami poziomującymi - kolor szary"},{"$f":"IFERROR(VLOOKUP(D95,Arkusz!A:H,6,FALSE),\"-\")","v":"TECNOSTEEL"},0.0,{"$f":"IFERROR(IF(VLOOKUP(D95,Arkusz!A:K,5,FALSE)=0,(IF(VLOOKUP(D95,Arkusz!A:K,11,FALSE)=0,\"Na zapytanie\",VLOOKUP(D95,Arkusz!A:K,11,FALSE))),(VLOOKUP(D95,Arkusz!A:K,5,FALSE))),\"Na zapytanie\")","v":90.7},90.7,{"$f":"IFERROR(IF(VLOOKUP(D95,Arkusz!A:H,5,FALSE)=0,IF(H95=\"Na zapytanie\",\"\",\"EUR\"),\"PLN\"),\"\")","v":"PLN"}]
[null,null,null,"F9043",{"$f":"IFERROR(VLOOKUP(D96,Arkusz!A:H,3,FALSE),\"Brak towaru\")","v":"KOMPLET 4 KÓŁEK (2 Z BLOKADĄ) - dla szaf Progress 600 i Progress 800 - max. nośność 200 kg"},{"$f":"IFERROR(VLOOKUP(D96,Arkusz!A:H,6,FALSE),\"-\")","v":"TECNOSTEEL"},0.0,{"$f":"IFERROR(IF(VLOOKUP(D96,Arkusz!A:K,5,FALSE)=0,(IF(VLOOKUP(D96,Arkusz!A:K,11,FALSE)=0,\"Na zapytanie\",VLOOKUP(D96,Arkusz!A:K,11,FALSE))),(VLOOKUP(D96,Arkusz!A:K,5,FALSE))),\"Na zapytanie\")","v":243.54},243.54,{"$f":"IFERROR(IF(VLOOKUP(D96,Arkusz!A:H,5,FALSE)=0,IF(H96=\"Na zapytanie\",\"\",\"EUR\"),\"PLN\"),\"\")","v":"PLN"}]
[null,null,null,"F9038",{"$f":"IFERROR(VLOOKUP(D97,Arkusz!A:H,3,FALSE),\"Brak towaru\")","v":"KOMPLET 4 KÓŁEK - dla szaf Progress Server - max. nośność 700 kg"},{"$f":"IFERROR(VLOOKUP(D97,Arkusz!A:H,6,FALSE),\"-\")","v":"TECNOSTEEL"},0.0,{"$f":"IFERROR(IF(VLOOKUP(D97,Arkusz!A:K,5,FALSE)=0,(IF(VLOOKUP(D97,Arkusz!A:K,11,FALSE)=0,\"Na zapytanie\",VLOOKUP(D97,Arkusz!A:K,11,FALSE))),(VLOOKUP(D97,Arkusz!A:K,5,FALSE))),\"Na zapytanie\")","v":381.27},381.27,{"$f":"IFERROR(IF(VLOOKUP(D97,Arkusz!A:H,5,FALSE)=0,IF(H97=\"Na zapytanie\",\"\",\"EUR\"),\"PLN\"),\"\")","v":"PLN"}]
[null,null,null,"P9099",{"$f":"IFERROR(VLOOKUP(D98,Arkusz!A:H,3,FALSE),\"Brak towaru\")","v":"KOMPLET 4 STOPEK POZIOMUJĄCYCH M10 - dla szaf Progress Server - wys. 100 mm"},{"$f":"IFERROR(VLOOKUP(D98,Arkusz!A:H,6,FALSE),\"-\")","v":"TECNOSTEEL"},0.0,{"$f":"IFERROR(IF(VLOOKUP(D98,Arkusz!A:K,5,FALSE)=0,(IF(VLOOKUP(D98,Arkusz!A:K,11,FALSE)=0,\"Na zapytanie\",VLOOKUP(D98,Arkusz!A:K,11,FALSE))),(VLOOKUP(D98,Arkusz!A:K,5,FALSE))),\"Na zapytanie\")","v":77.27},77.27,{"$f":"IFERROR(IF(VLOOKUP(D98,Arkusz!A:H,5,FALSE)=0,IF(H98=\"Na zapytanie\",\"\",\"EUR\"),\"PLN\"),\"\")","v":"PLN"}]
[null,null,null,"F9139",{"$f":"IFERROR(VLOOKUP(D99,Arkusz!A:H,3,FALSE),\"Brak towaru\")","v":"LISTWA MIEDZIANA - 10 OTWORÓW M6 - DŁUGOŚĆ 240 mm"},{"$f":"IFERROR(VLOOKUP(D99,Arkusz!A:H,6,FALSE),\"-\")","v":"TECNOSTEEL"},0.0,{"$f":"IFERROR(IF(VLOOKUP(D99,Arkusz!A:K,5,FALSE)=0,(IF(VLOOKUP(D99,Arkusz!A:K,11,FALSE)=0,\"Na zapytanie\",VLOOKUP(D99,Arkusz!A:K,11,FALSE))),(VLOOKUP(D99,Arkusz!A:K,5,FALSE))),\"Na zapytanie\")","v":131.01},131.01,{"$f":"IFERROR(IF(VLOOKUP(D99,Arkusz!A:H,5,FALSE)=0,IF(H99=\"Na zapytanie\",\"\",\"EUR\"),\"PLN\"),\"\")","v":"PLN"}]
[null,null,null,"F9140",{"$f":"IFERROR(VLOOKUP(D100,Arkusz!A:H,3,FALSE),\"Brak towaru\")","v":"LISTWA MIEDZIANA - 15 OTWORÓW M6 - DŁUGOŚĆ 310 mm"},{"$f":"IFERROR(VLOOKUP(D100,Arkusz!A:H,6,FALSE),\"-\")","v":"TECNOSTEEL"},0.0,{"$f":"IFERROR(IF(VLOOKUP(D100,Arkusz!A:K,5,FALSE)=0,(IF(VLOOKUP(D100,Arkusz!A:K,11,FALSE)=0,\"Na zapytanie\",VLOOKUP(D100,Arkusz!A:K,11,FALSE))),(VLOOKUP(D100,Arkusz!A:K,5,FALSE))),\"Na zapytanie\")","v":164.39},164.39,{"$f":"IFERROR(IF(VLOOKUP(D100,Arkusz!A:H,5,FALSE)=0,IF(H100=\"Na zapytanie\",\"\",\"EUR\"),\"PLN\"),\"\")","v":"PLN"}]
[null,null,null,"F9136",{"$f":"IFERROR(VLOOKUP(D101,Arkusz!A:H,3,FALSE),\"Brak towaru\")","v":"KOMPLET 10 LINEK UZIEMIAJĄCYCH Ż/Z - 4 mm2 - DŁUGOŚĆ 250 mm"},{"$f":"IFERROR(VLOOKUP(D101,Arkusz!A:H,6,FALSE),\"-\")","v":"TECNOSTEEL"},0.0,{"$f":"IFERROR(IF(VLOOKUP(D101,Arkusz!A:K,5,FALSE)=0,(IF(VLOOKUP(D101,Arkusz!A:K,11,FALSE)=0,\"Na zapytanie\",VLOOKUP(D101,Arkusz!A:K,11,FALSE))),(VLOOKUP(D101,Arkusz!A:K,5,FALSE))),\"Na zapytanie\")","v":31.61},31.61,{"$f":"IFERROR(IF(VLOOKUP(D101,Arkusz!A:H,5,FALSE)=0,IF(H101=\"Na zapytanie\",\"\",\"EUR\"),\"PLN\"),\"\")","v":"PLN"}]
[null,null,null,"F9138",{"$f":"IFERROR(VLOOKUP(D102,Arkusz!A:H,3,FALSE),\"Brak towaru\")","v":"KOMPLET 10 LINEK UZIEMIAJĄCYCH Ż/Z – 6 mm2 - DŁUGOŚĆ 250 mm"},{"$f":"IFERROR(VLOOKUP(D102,Arkusz!A:H,6,FALSE),\"-\")","v":"TECNOSTEEL"},0.0,{"$f":"IFERROR(IF(VLOOKUP(D102,Arkusz!A:K,5,FALSE)=0,(IF(VLOOKUP(D102,Arkusz!A:K,11,FALSE)=0,\"Na zapytanie\",VLOOKUP(D102,Arkusz!A:K,11,FALSE))),(VLOOKUP(D102,Arkusz!A:K,5,FALSE))),\"Na zapytanie\")","v":45.08},45.08,{"$f":"IFERROR(IF(VLOOKUP(D102,Arkusz!A:H,5,FALSE)=0,IF(H102=\"Na zapytanie\",\"\",\"EUR\"),\"PLN\"),\"\")","v":"PLN"}]
[null,null,null,"P9575",{"$f":"IFERROR(VLOOKUP(D103,Arkusz!A:H,3,FALSE),\"Brak towaru\")","v":"ŁĄCZNIK COKOŁU Z PRZEPUSTEM SZCZOTKOWYM 800 mm "},{"$f":"IFERROR(VLOOKUP(D103,Arkusz!A:H,6,FALSE),\"-\")","v":"TECNOSTEEL"},0.0,{"$f":"IFERROR(IF(VLOOKUP(D103,Arkusz!A:K,5,FALSE)=0,(IF(VLOOKUP(D103,Arkusz!A:K,11,FALSE)=0,\"Na zapytanie\",VLOOKUP(D103,Arkusz!A:K,11,FALSE))),(VLOOKUP(D103,Arkusz!A:K,5,FALSE))),\"Na zapytanie\")","v":77.58},77.58,{"$f":"IFERROR(IF(VLOOKUP(D103,Arkusz!A:H,5,FALSE)=0,IF(H103=\"Na zapytanie\",\"\",\"EUR\"),\"PLN\"),\"\")","v":"PLN"}]
[null,null,null,"P9576",{"$f":"IFERROR(VLOOKUP(D104,Arkusz!A:H,3,FALSE),\"Brak towaru\")","v":"ŁĄCZNIK COKOŁU Z PRZEPUSTEM SZCZOTKOWYM 600 mm "},{"$f":"IFERROR(VLOOKUP(D104,Arkusz!A:H,6,FALSE),\"-\")","v":"TECNOSTEEL"},0.0,{"$f":"IFERROR(IF(VLOOKUP(D104,Arkusz!A:K,5,FALSE)=0,(IF(VLOOKUP(D104,Arkusz!A:K,11,FALSE)=0,\"Na zapytanie\",VLOOKUP(D104,Arkusz!A:K,11,FALSE))),(VLOOKUP(D104,Arkusz!A:K,5,FALSE))),\"Na zapytanie\")","v":69.67},69.67,{"$f":"IFERROR(IF(VLOOKUP(D104,Arkusz!A:H,5,FALSE)=0,IF(H104=\"Na zapytanie\",\"\",\"EUR\"),\"PLN\"),\"\")","v":"PLN"}]
[null,null,null,"F9225",{"$f":"IFERROR(VLOOKUP(D105,Arkusz!A:H,3,FALSE),\"Brak towaru\")","v":"COKÓŁ DLA SZAFEK Tecno 505 - 600x520x100h"},{"$f":"IFERROR(VLOOKUP(D105,Arkusz!A:H,6,FALSE),\"-\")","v":"TECNOSTEEL"},0.0,{"$f":"IFERROR(IF(VLOOKUP(D105,Arkusz!A:K,5,FALSE)=0,(IF(VLOOKUP(D105,Arkusz!A:K,11,FALSE)=0,\"Na zapytanie\",VLOOKUP(D105,Arkusz!A:K,11,FALSE))),(VLOOKUP(D105,Arkusz!A:K,5,FALSE))),\"Na zapytanie\")","v":201.08},201.08,{"$f":"IFERROR(IF(VLOOKUP(D105,Arkusz!A:H,5,FALSE)=0,IF(H105=\"Na zapytanie\",\"\",\"EUR\"),\"PLN\"),\"\")","v":"PLN"}]
[null,null,null,"F9236",{"$f":"IFERROR(VLOOKUP(D106,Arkusz!A:H,3,FALSE),\"Brak towaru\")","v":"COKÓŁ DLA SZAFEK Tecno 605 - 600x620x100h"},{"$f":"IFERROR(VLOOKUP(D106,Arkusz!A:H,6,FALSE),\"-\")","v":"TECNOSTEEL"},0.0,{"$f":"IFERROR(IF(VLOOKUP(D106,Arkusz!A:K,5,FALSE)=0,(IF(VLOOKUP(D106,Arkusz!A:K,11,FALSE)=0,\"Na zapytanie\",VLOOKUP(D106,Arkusz!A:K,11,FALSE))),(VLOOKUP(D106,Arkusz!A:K,5,FALSE))),\"Na zapytanie\")","v":232.75},232.75,{"$f":"IFERROR(IF(VLOOKUP(D106,Arkusz!A:H,5,FALSE)=0,IF(H106=\"Na zapytanie\",\"\",\"EUR\"),\"PLN\"),\"\")","v":"PLN"}]
[null,null,null,"F9226",{"$f":"IFERROR(VLOOKUP(D107,Arkusz!A:H,3,FALSE),\"Brak towaru\")","v":"KIESZEŃ NA DOKUMENTACJĘ"},{"$f":"IFERROR(VLOOKUP(D107,Arkusz!A:H,6,FALSE),\"-\")","v":"TECNOSTEEL"},0.0,{"$f":"IFERROR(IF(VLOOKUP(D107,Arkusz!A:K,5,FALSE)=0,(IF(VLOOKUP(D107,Arkusz!A:K,11,FALSE)=0,\"Na zapytanie\",VLOOKUP(D107,Arkusz!A:K,11,FALSE))),(VLOOKUP(D107,Arkusz!A:K,5,FALSE))),\"Na zapytanie\")","v":68.6},68.6,{"$f":"IFERROR(IF(VLOOKUP(D107,Arkusz!A:H,5,FALSE)=0,IF(H107=\"Na zapytanie\",\"\",\"EUR\"),\"PLN\"),\"\")","v":"PLN"}]
[null,null,null,"F9271",{"$f":"IFERROR(VLOOKUP(D108,Arkusz!A:H,3,FALSE),\"Brak towaru\")","v":"SZUFLADA NA DOKUMENTACJĘ 2U (MOCOWANA DO 4 BELEK 19\" - OBCIĄŻENIE DO 25 kg)"},{"$f":"IFERROR(VLOOKUP(D108,Arkusz!A:H,6,FALSE),\"-\")","v":"TECNOSTEEL"},0.0,{"$f":"IFERROR(IF(VLOOKUP(D108,Arkusz!A:K,5,FALSE)=0,(IF(VLOOKUP(D108,Arkusz!A:K,11,FALSE)=0,\"Na zapytanie\",VLOOKUP(D108,Arkusz!A:K,11,FALSE))),(VLOOKUP(D108,Arkusz!A:K,5,FALSE))),\"Na zapytanie\")","v":491.33},491.33,{"$f":"IFERROR(IF(VLOOKUP(D108,Arkusz!A:H,5,FALSE)=0,IF(H108=\"Na zapytanie\",\"\",\"EUR\"),\"PLN\"),\"\")","v":"PLN"}]
[null,null,null,"F9270",{"$f":"IFERROR(VLOOKUP(D109,Arkusz!A:H,3,FALSE),\"Brak towaru\")","v":"ZAMEK SZYFROWY"},{"$f":"IFERROR(VLOOKUP(D109,Arkusz!A:H,6,FALSE),\"-\")","v":"TECNOSTEEL"},0.0,{"$f":"IFERROR(IF(VLOOKUP(D109,Arkusz!A:K,5,FALSE)=0,(IF(VLOOKUP(D109,Arkusz!A:K,11,FALSE)=0,\"Na zapytanie\",VLOOKUP(D109,Arkusz!A:K,11,FALSE))),(VLOOKUP(D109,Arkusz!A:K,5,FALSE))),\"Na zapytanie\")","v":259.14},259.14,{"$f":"IFERROR(IF(VLOOKUP(D109,Arkusz!A:H,5,FALSE)=0,IF(H109=\"Na zapytanie\",\"\",\"EUR\"),\"PLN\"),\"\")","v":"PLN"}]
[null,null,null,"F9489",{"$f":"IFERROR(VLOOKUP(D110,Arkusz!A:H,3,FALSE),\"Brak towaru\")","v":"UCHWYT KLAMKOWY Z WKŁADKĄ I KLUCZEM - RAL 5024 - dla szaf stojących "},{"$f":"IFERROR(VLOOKUP(D110,Arkusz!A:H,6,FALSE),\"-\")","v":"TECNOSTEEL"},0.0,{"$f":"IFERROR(IF(VLOOKUP(D110,Arkusz!A:K,5,FALSE)=0,(IF(VLOOKUP(D110,Arkusz!A:K,11,FALSE)=0,\"Na zapytanie\",VLOOKUP(D110,Arkusz!A:K,11,FALSE))),(VLOOKUP(D110,Arkusz!A:K,5,FALSE))),\"Na zapytanie\")","v":136.05},136.05,{"$f":"IFERROR(IF(VLOOKUP(D110,Arkusz!A:H,5,FALSE)=0,IF(H110=\"Na zapytanie\",\"\",\"EUR\"),\"PLN\"),\"\")","v":"PLN"}]
[null,null,null,"F9852",{"$f":"IFERROR(VLOOKUP(D111,Arkusz!A:H,3,FALSE),\"Brak towaru\")","v":"ZAMEK 1/4 OBROTU Z KLUCZEM (DO OSŁON BOCZNYCH PEŁNYCH) - RAL 5024"},{"$f":"IFERROR(VLOOKUP(D111,Arkusz!A:H,6,FALSE),\"-\")","v":"TECNOSTEEL"},0.0,{"$f":"IFERROR(IF(VLOOKUP(D111,Arkusz!A:K,5,FALSE)=0,(IF(VLOOKUP(D111,Arkusz!A:K,11,FALSE)=0,\"Na zapytanie\",VLOOKUP(D111,Arkusz!A:K,11,FALSE))),(VLOOKUP(D111,Arkusz!A:K,5,FALSE))),\"Na zapytanie\")","v":41.17},41.17,{"$f":"IFERROR(IF(VLOOKUP(D111,Arkusz!A:H,5,FALSE)=0,IF(H111=\"Na zapytanie\",\"\",\"EUR\"),\"PLN\"),\"\")","v":"PLN"}]
[null,null,null,"F2566",{"$f":"IFERROR(VLOOKUP(D112,Arkusz!A:H,3,FALSE),\"Brak towaru\")","v":"ZAMEK 1/4 OBROTU Z KLUCZEM (DO OSŁON BOCZNYCH PERFOROWANYCH) - RAL 5024"},{"$f":"IFERROR(VLOOKUP(D112,Arkusz!A:H,6,FALSE),\"-\")","v":"TECNOSTEEL"},0.0,{"$f":"IFERROR(IF(VLOOKUP(D112,Arkusz!A:K,5,FALSE)=0,(IF(VLOOKUP(D112,Arkusz!A:K,11,FALSE)=0,\"Na zapytanie\",VLOOKUP(D112,Arkusz!A:K,11,FALSE))),(VLOOKUP(D112,Arkusz!A:K,5,FALSE))),\"Na zapytanie\")","v":41.17},41.17,{"$f":"IFERROR(IF(VLOOKUP(D112,Arkusz!A:H,5,FALSE)=0,IF(H112=\"Na zapytanie\",\"\",\"EUR\"),\"PLN\"),\"\")","v":"PLN"}]
[null,null,null,"F9095",{"$f":"IFERROR(VLOOKUP(D113,Arkusz!A:H,3,FALSE),\"Brak towaru\")","v":"PODEST STABILIZUJĄCY / PRZECIWWAGA DLA SZAF SERWEROWYCH O SZEROKOŚCI 600 mm"},{"$f":"IFERROR(VLOOKUP(D113,Arkusz!A:H,6,FALSE),\"-\")","v":"TECNOSTEEL"},0.0,{"$f":"IFERROR(IF(VLOOKUP(D113,Arkusz!A:K,5,FALSE)=0,(IF(VLOOKUP(D113,Arkusz!A:K,11,FALSE)=0,\"Na zapytanie\",VLOOKUP(D113,Arkusz!A:K,11,FALSE))),(VLOOKUP(D113,Arkusz!A:K,5,FALSE))),\"Na zapytanie\")","v":348.33},348.33,{"$f":"IFERROR(IF(VLOOKUP(D113,Arkusz!A:H,5,FALSE)=0,IF(H113=\"Na zapytanie\",\"\",\"EUR\"),\"PLN\"),\"\")","v":"PLN"}]
[null,null,null,"F9240",{"$f":"IFERROR(VLOOKUP(D114,Arkusz!A:H,3,FALSE),\"Brak towaru\")","v":"PODEST STABILIZUJĄCY / PRZECIWWAGA DLA SZAF SERWEROWYCH O SZEROKOŚCI 800 mm"},{"$f":"IFERROR(VLOOKUP(D114,Arkusz!A:H,6,FALSE),\"-\")","v":"TECNOSTEEL"},0.0,{"$f":"IFERROR(IF(VLOOKUP(D114,Arkusz!A:K,5,FALSE)=0,(IF(VLOOKUP(D114,Arkusz!A:K,11,FALSE)=0,\"Na zapytanie\",VLOOKUP(D114,Arkusz!A:K,11,FALSE))),(VLOOKUP(D114,Arkusz!A:K,5,FALSE))),\"Na zapytanie\")","v":364.17},364.17,{"$f":"IFERROR(IF(VLOOKUP(D114,Arkusz!A:H,5,FALSE)=0,IF(H114=\"Na zapytanie\",\"\",\"EUR\"),\"PLN\"),\"\")","v":"PLN"}]
[null,null,null,"F9324",{"$f":"IFERROR(VLOOKUP(D115,Arkusz!A:H,3,FALSE),\"Brak towaru\")","v":"PRZEPUST KABLOWY ZE SZCZOTKĄ MONTOWANY W GÓRZE SZAFY "},{"$f":"IFERROR(VLOOKUP(D115,Arkusz!A:H,6,FALSE),\"-\")","v":"TECNOSTEEL"},0.0,{"$f":"IFERROR(IF(VLOOKUP(D115,Arkusz!A:K,5,FALSE)=0,(IF(VLOOKUP(D115,Arkusz!A:K,11,FALSE)=0,\"Na zapytanie\",VLOOKUP(D115,Arkusz!A:K,11,FALSE))),(VLOOKUP(D115,Arkusz!A:K,5,FALSE))),\"Na zapytanie\")","v":107.49},107.49,{"$f":"IFERROR(IF(VLOOKUP(D115,Arkusz!A:H,5,FALSE)=0,IF(H115=\"Na zapytanie\",\"\",\"EUR\"),\"PLN\"),\"\")","v":"PLN"}]
[null,null,null,"F9297",{"$f":"IFERROR(VLOOKUP(D116,Arkusz!A:H,3,FALSE),\"Brak towaru\")","v":"KPL. SZCZOTEK PRZECIWPYŁOWYCH DO MONTAŻU W DOLE SZAFY (DO SZAF 600x600 i 800x600)"},{"$f":"IFERROR(VLOOKUP(D116,Arkusz!A:H,6,FALSE),\"-\")","v":"TECNOSTEEL"},0.0,{"$f":"IFERROR(IF(VLOOKUP(D116,Arkusz!A:K,5,FALSE)=0,(IF(VLOOKUP(D116,Arkusz!A:K,11,FALSE)=0,\"Na zapytanie\",VLOOKUP(D116,Arkusz!A:K,11,FALSE))),(VLOOKUP(D116,Arkusz!A:K,5,FALSE))),\"Na zapytanie\")","v":201.65},201.65,{"$f":"IFERROR(IF(VLOOKUP(D116,Arkusz!A:H,5,FALSE)=0,IF(H116=\"Na zapytanie\",\"\",\"EUR\"),\"PLN\"),\"\")","v":"PLN"}]
[null,null,null,"F9306",{"$f":"IFERROR(VLOOKUP(D117,Arkusz!A:H,3,FALSE),\"Brak towaru\")","v":"KPL. SZCZOTEK PRZECIWPYŁOWYCH DO MONTAŻU W DOLE SZAFY (DO SZAF 600x800 i 800x800)"},{"$f":"IFERROR(VLOOKUP(D117,Arkusz!A:H,6,FALSE),\"-\")","v":"TECNOSTEEL"},0.0,{"$f":"IFERROR(IF(VLOOKUP(D117,Arkusz!A:K,5,FALSE)=0,(IF(VLOOKUP(D117,Arkusz!A:K,11,FALSE)=0,\"Na zapytanie\",VLOOKUP(D117,Arkusz!A:K,11,FALSE))),(VLOOKUP(D117,Arkusz!A:K,5,FALSE))),\"Na zapytanie\")","v":219.58},219.58,{"$f":"IFERROR(IF(VLOOKUP(D117,Arkusz!A:H,5,FALSE)=0,IF(H117=\"Na zapytanie\",\"\",\"EUR\"),\"PLN\"),\"\")","v":"PLN"}]
[null,null,null,"F9366",{"$f":"IFERROR(VLOOKUP(D118,Arkusz!A:H,3,FALSE),\"Brak towaru\")","v":"KPL. SZCZOTEK PRZECIWPYŁOWYCH DO MONTAŻU W DOLE SZAFY (dla szaf serwerowych o gł. 1000 mm)"},{"$f":"IFERROR(VLOOKUP(D118,Arkusz!A:H,6,FALSE),\"-\")","v":"TECNOSTEEL"},0.0,{"$f":"IFERROR(IF(VLOOKUP(D118,Arkusz!A:K,5,FALSE)=0,(IF(VLOOKUP(D118,Arkusz!A:K,11,FALSE)=0,\"Na zapytanie\",VLOOKUP(D118,Arkusz!A:K,11,FALSE))),(VLOOKUP(D118,Arkusz!A:K,5,FALSE))),\"Na zapytanie\")","v":267.37},267.37,{"$f":"IFERROR(IF(VLOOKUP(D118,Arkusz!A:H,5,FALSE)=0,IF(H118=\"Na zapytanie\",\"\",\"EUR\"),\"PLN\"),\"\")","v":"PLN"}]
[null,null,null,"A00-0044",{"$f":"IFERROR(VLOOKUP(D119,Arkusz!A:H,3,FALSE),\"Brak towaru\")","v":"Zestaw montażowy 4x śruba, podkładka, nakrętka"},{"$f":"IFERROR(VLOOKUP(D119,Arkusz!A:H,6,FALSE),\"-\")","v":"Cobi szafy akcesoria"},0.0,{"$f":"IFERROR(IF(VLOOKUP(D119,Arkusz!A:K,5,FALSE)=0,(IF(VLOOKUP(D119,Arkusz!A:K,11,FALSE)=0,\"Na zapytanie\",VLOOKUP(D119,Arkusz!A:K,11,FALSE))),(VLOOKUP(D119,Arkusz!A:K,5,FALSE))),\"Na zapytanie\")","v":3.07},3.07,{"$f":"IFERROR(IF(VLOOKUP(D119,Arkusz!A:H,5,FALSE)=0,IF(H119=\"Na zapytanie\",\"\",\"EUR\"),\"PLN\"),\"\")","v":"PLN"}]
[null,null,null,"A00-0031",{"$f":"IFERROR(VLOOKUP(D120,Arkusz!A:H,3,FALSE),\"Brak towaru\")","v":"Panel dystrybucji napięć 3U 19\" z jedną listwą DIN"},{"$f":"IFERROR(VLOOKUP(D120,Arkusz!A:H,6,FALSE),\"-\")","v":"Cobi szafy akcesoria"},0.0,{"$f":"IFERROR(IF(VLOOKUP(D120,Arkusz!A:K,5,FALSE)=0,(IF(VLOOKUP(D120,Arkusz!A:K,11,FALSE)=0,\"Na zapytanie\",VLOOKUP(D120,Arkusz!A:K,11,FALSE))),(VLOOKUP(D120,Arkusz!A:K,5,FALSE))),\"Na zapytanie\")","v":182.84},182.84,{"$f":"IFERROR(IF(VLOOKUP(D120,Arkusz!A:H,5,FALSE)=0,IF(H120=\"Na zapytanie\",\"\",\"EUR\"),\"PLN\"),\"\")","v":"PLN"}]
[null,null,null,"A00-0032",{"$f":"IFERROR(VLOOKUP(D121,Arkusz!A:H,3,FALSE),\"Brak towaru\")","v":"Panel dystrybucji napięć 3U z dwoma listwami DIN"},{"$f":"IFERROR(VLOOKUP(D121,Arkusz!A:H,6,FALSE),\"-\")","v":"Cobi szafy akcesoria"},0.0,{"$f":"IFERROR(IF(VLOOKUP(D121,Arkusz!A:K,5,FALSE)=0,(IF(VLOOKUP(D121,Arkusz!A:K,11,FALSE)=0,\"Na zapytanie\",VLOOKUP(D121,Arkusz!A:K,11,FALSE))),(VLOOKUP(D121,Arkusz!A:K,5,FALSE))),\"Na zapytanie\")","v":130.13},130.13,{"$f":"IFERROR(IF(VLOOKUP(D121,Arkusz!A:H,5,FALSE)=0,IF(H121=\"Na zapytanie\",\"\",\"EUR\"),\"PLN\"),\"\")","v":"PLN"}]
[null,"Oświetlenie"]
[null,null,null,"A60-0016",{"$f":"IFERROR(VLOOKUP(D123,Arkusz!A:H,3,FALSE),\"Brak towaru\")","v":"Lampa neonowa 11W z gniazdem Shucko (mocowanie magnetyczne)"},{"$f":"IFERROR(VLOOKUP(D123,Arkusz!A:H,6,FALSE),\"-\")","v":"Cobi szafy akcesoria"},0.0,{"$f":"IFERROR(IF(VLOOKUP(D123,Arkusz!A:K,5,FALSE)=0,(IF(VLOOKUP(D123,Arkusz!A:K,11,FALSE)=0,\"Na zapytanie\",VLOOKUP(D123,Arkusz!A:K,11,FALSE))),(VLOOKUP(D123,Arkusz!A:K,5,FALSE))),\"Na zapytanie\")","v":"Na zapytanie"},{"$f":"IFERROR(IF(H123=\"Na zapytanie\",\"\",H123*(1-G123)),\"\")","v":""},{"$f":"IFERROR(IF(VLOOKUP(D123,Arkusz!A:H,5,FALSE)=0,IF(H123=\"Na zapytanie\",\"\",\"EUR\"),\"PLN\"),\"\")","v":""}]
[null,null,null,"A60-1015",{"$f":"IFERROR(VLOOKUP(D124,Arkusz!A:H,3,FALSE),\"Brak towaru\")","v":"Lampa neonowa 12W, 19\" 1U z metalową podstawą, z wyłącznikiem i kablem zasilającym 1,5m"},{"$f":"IFERROR(VLOOKUP(D124,Arkusz!A:H,6,FALSE),\"-\")","v":"Cobi szafy akcesoria"},0.0,{"$f":"IFERROR(IF(VLOOKUP(D124,Arkusz!A:K,5,FALSE)=0,(IF(VLOOKUP(D124,Arkusz!A:K,11,FALSE)=0,\"Na zapytanie\",VLOOKUP(D124,Arkusz!A:K,11,FALSE))),(VLOOKUP(D124,Arkusz!A:K,5,FALSE))),\"Na zapytanie\")","v":"Na zapytanie"},"",{"$f":"IFERROR(IF(VLOOKUP(D124,Arkusz!A:H,5,FALSE)=0,IF(H124=\"Na zapytanie\",\"\",\"EUR\"),\"PLN\"),\"\")","v":""}]
[null,null,null,"A60-1017",{"$f":"IFERROR(VLOOKUP(D125,Arkusz!A:H,3,FALSE),\"Brak towaru\")","v":"Lampa neonowa 8W, 19\" 1U mocowaniem, przewód zasilający, kolor szary"},{"$f":"IFERROR(VLOOKUP(D125,Arkusz!A:H,6,FALSE),\"-\")","v":"Cobi szafy akcesoria"},0.0,{"$f":"IFERROR(IF(VLOOKUP(D125,Arkusz!A:K,5,FALSE)=0,(IF(VLOOKUP(D125,Arkusz!A:K,11,FALSE)=0,\"Na zapytanie\",VLOOKUP(D125,Arkusz!A:K,11,FALSE))),(VLOOKUP(D125,Arkusz!A:K,5,FALSE))),\"Na zapytanie\")","v":"Na zapytanie"},"",{"$f":"IFERROR(IF(VLOOKUP(D125,Arkusz!A:H,5,FALSE)=0,IF(H125=\"Na zapytanie\",\"\",\"EUR\"),\"PLN\"),\"\")","v":""}]
[null,null,null,"A60-1018",{"$f":"IFERROR(VLOOKUP(D126,Arkusz!A:H,3,FALSE),\"Brak towaru\")","v":"Lampa LED 8W, 19\" 1U mocowaniem, przewód zasilający, kolor szary"},{"$f":"IFERROR(VLOOKUP(D126,Arkusz!A:H,6,FALSE),\"-\")","v":"Cobi szafy akcesoria"},0.0,{"$f":"IFERROR(IF(VLOOKUP(D126,Arkusz!A:K,5,FALSE)=0,(IF(VLOOKUP(D126,Arkusz!A:K,11,FALSE)=0,\"Na zapytanie\",VLOOKUP(D126,Arkusz!A:K,11,FALSE))),(VLOOKUP(D126,Arkusz!A:K,5,FALSE))),\"Na zapytanie\")","v":"Na zapytanie"},"",{"$f":"IFERROR(IF(VLOOKUP(D126,Arkusz!A:H,5,FALSE)=0,IF(H126=\"Na zapytanie\",\"\",\"EUR\"),\"PLN\"),\"\")","v":""}]

{"sheet":"Szafy Tecnosteel IP","index":10,"n_rows":108,"n_cols":10,"rows_kept":108,"cut":false,"hidden":false,"merged":[[0,0,0,2]]}
["Kategoria produktu",null,null,"Numer katalogowy","Opis","Grupa rabatowa","Rabat","Cena katalogowa","Cena po rabacie","Waluta"]
["Szafy stojące i wiszące o podwyższonym stopniu szczelności IP55/IP65"]
[null,"Szafy stojace IP55"]
[null,null,"Wysokość 25U"]
[null,null,null,"F8710IPV",{"$f":"IFERROR(VLOOKUP(D5,Arkusz!A:H,3,FALSE),\"Brak towaru\")","v":"25Ux600x600 SZAFA IP55 drzwi przednie szklane, osłony boczne i tylna pełne"},{"$f":"IFERROR(VLOOKUP(D5,Arkusz!A:H,6,FALSE),\"-\")","v":"TECNOSTEEL"},0.0,{"$f":"IFERROR(IF(VLOOKUP(D5,Arkusz!A:K,5,FALSE)=0,(IF(VLOOKUP(D5,Arkusz!A:K,11,FALSE)=0,\"Na zapytanie\",VLOOKUP(D5,Arkusz!A:K,11,FALSE))),(VLOOKUP(D5,Arkusz!A:K,5,FALSE))),\"Na zapytanie\")","v":4756.85},{"$f":"IFERROR(IF(H5=\"Na zapytanie\",\"\",H5*(1-G5)),\"\")","v":4756.85},{"$f":"IFERROR(IF(VLOOKUP(D5,Arkusz!A:H,5,FALSE)=0,IF(H5=\"Na zapytanie\",\"\",\"EUR\"),\"PLN\"),\"\")","v":"PLN"}]
[null,null,null,"F8710IPM",{"$f":"IFERROR(VLOOKUP(D6,Arkusz!A:H,3,FALSE),\"Brak towaru\")","v":"25Ux600x600 SZAFA IP55 drzwi przednie pełne, osłony boczne i tylna pełne"},{"$f":"IFERROR(VLOOKUP(D6,Arkusz!A:H,6,FALSE),\"-\")","v":"TECNOSTEEL"},0.0,{"$f":"IFERROR(IF(VLOOKUP(D6,Arkusz!A:K,5,FALSE)=0,(IF(VLOOKUP(D6,Arkusz!A:K,11,FALSE)=0,\"Na zapytanie\",VLOOKUP(D6,Arkusz!A:K,11,FALSE))),(VLOOKUP(D6,Arkusz!A:K,5,FALSE))),\"Na zapytanie\")","v":4039.43},4039.43,{"$f":"IFERROR(IF(VLOOKUP(D6,Arkusz!A:H,5,FALSE)=0,IF(H6=\"Na zapytanie\",\"\",\"EUR\"),\"PLN\"),\"\")","v":"PLN"}]
[null,null,null,"F8710IP2M",{"$f":"IFERROR(VLOOKUP(D7,Arkusz!A:H,3,FALSE),\"Brak towaru\")","v":"25Ux600x600 SZAFA IP55 drzwi przednie pełne, drzwi tylne pełne, osłony boczne pełne"},{"$f":"IFERROR(VLOOKUP(D7,Arkusz!A:H,6,FALSE),\"-\")","v":"TECNOSTEEL"},0.0,{"$f":"IFERROR(IF(VLOOKUP(D7,Arkusz!A:K,5,FALSE)=0,(IF(VLOOKUP(D7,Arkusz!A:K,11,FALSE)=0,\"Na zapytanie\",VLOOKUP(D7,Arkusz!A:K,11,FALSE))),(VLOOKUP(D7,Arkusz!A:K,5,FALSE))),\"Na zapytanie\")","v":4444.93},4444.93,{"$f":"IFERROR(IF(VLOOKUP(D7,Arkusz!A:H,5,FALSE)=0,IF(H7=\"Na zapytanie\",\"\",\"EUR\"),\"PLN\"),\"\")","v":"PLN"}]
[null,null,null,"F8710IPVM",{"$f":"IFERROR(VLOOKUP(D8,Arkusz!A:H,3,FALSE),\"Brak towaru\")","v":"25Ux600x600 SZAFA IP55 drzwi przednie szklane, drzwi tylne pełne, osłony boczne pełne"},{"$f":"IFERROR(VLOOKUP(D8,Arkusz!A:H,6,FALSE),\"-\")","v":"TECNOSTEEL"},0.0,{"$f":"IFERROR(IF(VLOOKUP(D8,Arkusz!A:K,5,FALSE)=0,(IF(VLOOKUP(D8,Arkusz!A:K,11,FALSE)=0,\"Na zapytanie\",VLOOKUP(D8,Arkusz!A:K,11,FALSE))),(VLOOKUP(D8,Arkusz!A:K,5,FALSE))),\"Na zapytanie\")","v":5380.7},5380.7,{"$f":"IFERROR(IF(VLOOKUP(D8,Arkusz!A:H,5,FALSE)=0,IF(H8=\"Na zapytanie\",\"\",\"EUR\"),\"PLN\"),\"\")","v":"PLN"}]
[null,null,null,"F8711IPV",{"$f":"IFERROR(VLOOKUP(D9,Arkusz!A:H,3,FALSE),\"Brak towaru\")","v":"25Ux600x800 SZAFA IP55 drzwi przednie szklane, osłony boczne i tylna pełne"},{"$f":"IFERROR(VLOOKUP(D9,Arkusz!A:H,6,FALSE),\"-\")","v":"TECNOSTEEL"},0.0,{"$f":"IFERROR(IF(VLOOKUP(D9,Arkusz!A:K,5,FALSE)=0,(IF(VLOOKUP(D9,Arkusz!A:K,11,FALSE)=0,\"Na zapytanie\",VLOOKUP(D9,Arkusz!A:K,11,FALSE))),(VLOOKUP(D9,Arkusz!A:K,5,FALSE))),\"Na zapytanie\")","v":4944.01},4944.01,{"$f":"IFERROR(IF(VLOOKUP(D9,Arkusz!A:H,5,FALSE)=0,IF(H9=\"Na zapytanie\",\"\",\"EUR\"),\"PLN\"),\"\")","v":"PLN"}]
[null,null,null,"F8711IPM",{"$f":"IFERROR(VLOOKUP(D10,Arkusz!A:H,3,FALSE),\"Brak towaru\")","v":"25Ux600x800 SZAFA IP55 drzwi przednie pełne, osłony boczne i tylna pełne"},{"$f":"IFERROR(VLOOKUP(D10,Arkusz!A:H,6,FALSE),\"-\")","v":"TECNOSTEEL"},0.0,{"$f":"IFERROR(IF(VLOOKUP(D10,Arkusz!A:K,5,FALSE)=0,(IF(VLOOKUP(D10,Arkusz!A:K,11,FALSE)=0,\"Na zapytanie\",VLOOKUP(D10,Arkusz!A:K,11,FALSE))),(VLOOKUP(D10,Arkusz!A:K,5,FALSE))),\"Na zapytanie\")","v":4195.39},4195.39,{"$f":"IFERROR(IF(VLOOKUP(D10,Arkusz!A:H,5,FALSE)=0,IF(H10=\"Na zapytanie\",\"\",\"EUR\"),\"PLN\"),\"\")","v":"PLN"}]
[null,null,null,"F8711IP2M",{"$f":"IFERROR(VLOOKUP(D11,Arkusz!A:H,3,FALSE),\"Brak towaru\")","v":"25Ux600x800 SZAFA IP55 drzwi przednie pełne, drzwi tylne pełne, osłony boczne pełne"},{"$f":"IFERROR(VLOOKUP(D11,Arkusz!A:H,6,FALSE),\"-\")","v":"TECNOSTEEL"},0.0,{"$f":"IFERROR(IF(VLOOKUP(D11,Arkusz!A:K,5,FALSE)=0,(IF(VLOOKUP(D11,Arkusz!A:K,11,FALSE)=0,\"Na zapytanie\",VLOOKUP(D11,Arkusz!A:K,11,FALSE))),(VLOOKUP(D11,Arkusz!A:K,5,FALSE))),\"Na zapytanie\")","v":4522.91},4522.91,{"$f":"IFERROR(IF(VLOOKUP(D11,Arkusz!A:H,5,FALSE)=0,IF(H11=\"Na zapytanie\",\"\",\"EUR\"),\"PLN\"),\"\")","v":"PLN"}]
[null,null,null,"F8711IPVM",{"$f":"IFERROR(VLOOKUP(D12,Arkusz!A:H,3,FALSE),\"Brak towaru\")","v":"25Ux600x800 SZAFA IP55 drzwi przednie szklane, drzwi tylne pełne, osłony boczne pełne"},{"$f":"IFERROR(VLOOKUP(D12,Arkusz!A:H,6,FALSE),\"-\")","v":"TECNOSTEEL"},0.0,{"$f":"IFERROR(IF(VLOOKUP(D12,Arkusz!A:K,5,FALSE)=0,(IF(VLOOKUP(D12,Arkusz!A:K,11,FALSE)=0,\"Na zapytanie\",VLOOKUP(D12,Arkusz!A:K,11,FALSE))),(VLOOKUP(D12,Arkusz!A:K,5,FALSE))),\"Na zapytanie\")","v":5489.88},5489.88,{"$f":"IFERROR(IF(VLOOKUP(D12,Arkusz!A:H,5,FALSE)=0,IF(H12=\"Na zapytanie\",\"\",\"EUR\"),\"PLN\"),\"\")","v":"PLN"}]
[null,null,null,"F8712IPV",{"$f":"IFERROR(VLOOKUP(D13,Arkusz!A:H,3,FALSE),\"Brak towaru\")","v":"25Ux800x800 SZAFA IP55 drzwi przednie szklane, osłony boczne i tylna pełne"},{"$f":"IFERROR(VLOOKUP(D13,Arkusz!A:H,6,FALSE),\"-\")","v":"TECNOSTEEL"},0.0,{"$f":"IFERROR(IF(VLOOKUP(D13,Arkusz!A:K,5,FALSE)=0,(IF(VLOOKUP(D13,Arkusz!A:K,11,FALSE)=0,\"Na zapytanie\",VLOOKUP(D13,Arkusz!A:K,11,FALSE))),(VLOOKUP(D13,Arkusz!A:K,5,FALSE))),\"Na zapytanie\")","v":5528.87},5528.87,{"$f":"IFERROR(IF(VLOOKUP(D13,Arkusz!A:H,5,FALSE)=0,IF(H13=\"Na zapytanie\",\"\",\"EUR\"),\"PLN\"),\"\")","v":"PLN"}]
[null,null,null,"F8712IPM",{"$f":"IFERROR(VLOOKUP(D14,Arkusz!A:H,3,FALSE),\"Brak towaru\")","v":"25Ux800x800 SZAFA IP55 drzwi przednie pełne, osłony boczne i tylna pełne"},{"$f":"IFERROR(VLOOKUP(D14,Arkusz!A:H,6,FALSE),\"-\")","v":"TECNOSTEEL"},0.0,{"$f":"IFERROR(IF(VLOOKUP(D14,Arkusz!A:K,5,FALSE)=0,(IF(VLOOKUP(D14,Arkusz!A:K,11,FALSE)=0,\"Na zapytanie\",VLOOKUP(D14,Arkusz!A:K,11,FALSE))),(VLOOKUP(D14,Arkusz!A:K,5,FALSE))),\"Na zapytanie\")","v":4585.3},4585.3,{"$f":"IFERROR(IF(VLOOKUP(D14,Arkusz!A:H,5,FALSE)=0,IF(H14=\"Na zapytanie\",\"\",\"EUR\"),\"PLN\"),\"\")","v":"PLN"}]
[null,null,null,"F8712IP2M",{"$f":"IFERROR(VLOOKUP(D15,Arkusz!A:H,3,FALSE),\"Brak towaru\")","v":"25Ux800x800 SZAFA IP55 drzwi przednie pełne, drzwi tylne pełne, osłony boczne pełne"},{"$f":"IFERROR(VLOOKUP(D15,Arkusz!A:H,6,FALSE),\"-\")","v":"TECNOSTEEL"},0.0,{"$f":"IFERROR(IF(VLOOKUP(D15,Arkusz!A:K,5,FALSE)=0,(IF(VLOOKUP(D15,Arkusz!A:K,11,FALSE)=0,\"Na zapytanie\",VLOOKUP(D15,Arkusz!A:K,11,FALSE))),(VLOOKUP(D15,Arkusz!A:K,5,FALSE))),\"Na zapytanie\")","v":5115.57},5115.57,{"$f":"IFERROR(IF(VLOOKUP(D15,Arkusz!A:H,5,FALSE)=0,IF(H15=\"Na zapytanie\",\"\",\"EUR\"),\"PLN\"),\"\")","v":"PLN"}]
[null,null,null,"F8712IPVM",{"$f":"IFERROR(VLOOKUP(D16,Arkusz!A:H,3,FALSE),\"Brak towaru\")","v":"25Ux800x800 SZAFA IP55 drzwi przednie szklane, drzwi tylne pełne, osłony boczne pełne"},{"$f":"IFERROR(VLOOKUP(D16,Arkusz!A:H,6,FALSE),\"-\")","v":"TECNOSTEEL"},0.0,{"$f":"IFERROR(IF(VLOOKUP(D16,Arkusz!A:K,5,FALSE)=0,(IF(VLOOKUP(D16,Arkusz!A:K,11,FALSE)=0,\"Na zapytanie\",VLOOKUP(D16,Arkusz!A:K,11,FALSE))),(VLOOKUP(D16,Arkusz!A:K,5,FALSE))),\"Na zapytanie\")","v":6020.15},6020.15,{"$f":"IFERROR(IF(VLOOKUP(D16,Arkusz!A:H,5,FALSE)=0,IF(H16=\"Na zapytanie\",\"\",\"EUR\"),\"PLN\"),\"\")","v":"PLN"}]
[null,null,"Wysokość 42U"]
[null,null,null,"F8713IPV",{"$f":"IFERROR(VLOOKUP(D18,Arkusz!A:H,3,FALSE),\"Brak towaru\")","v":"42Ux600x600 SZAFA IP55 drzwi przednie szklane, osłony boczne i tylna pełne"},{"$f":"IFERROR(VLOOKUP(D18,Arkusz!A:H,6,FALSE),\"-\")","v":"TECNOSTEEL"},0.0,{"$f":"IFERROR(IF(VLOOKUP(D18,Arkusz!A:K,5,FALSE)=0,(IF(VLOOKUP(D18,Arkusz!A:K,11,FALSE)=0,\"Na zapytanie\",VLOOKUP(D18,Arkusz!A:K,11,FALSE))),(VLOOKUP(D18,Arkusz!A:K,5,FALSE))),\"Na zapytanie\")","v":5895.38},{"$f":"IFERROR(IF(H18=\"Na zapytanie\",\"\",H18*(1-G18)),\"\")","v":5895.38},{"$f":"IFERROR(IF(VLOOKUP(D18,Arkusz!A:H,5,FALSE)=0,IF(H18=\"Na zapytanie\",\"\",\"EUR\"),\"PLN\"),\"\")","v":"PLN"}]
[null,null,null,"F8713IPM",{"$f":"IFERROR(VLOOKUP(D19,Arkusz!A:H,3,FALSE),\"Brak towaru\")","v":"42Ux600x600 SZAFA IP55 drzwi przednie pełne, osłony boczne i tylna pełne"},{"$f":"IFERROR(VLOOKUP(D19,Arkusz!A:H,6,FALSE),\"-\")","v":"TECNOSTEEL"},0.0,{"$f":"IFERROR(IF(VLOOKUP(D19,Arkusz!A:K,5,FALSE)=0,(IF(VLOOKUP(D19,Arkusz!A:K,11,FALSE)=0,\"Na zapytanie\",VLOOKUP(D19,Arkusz!A:K,11,FALSE))),(VLOOKUP(D19,Arkusz!A:K,5,FALSE))),\"Na zapytanie\")","v":4741.26},4741.26,{"$f":"IFERROR(IF(VLOOKUP(D19,Arkusz!A:H,5,FALSE)=0,IF(H19=\"Na zapytanie\",\"\",\"EUR\"),\"PLN\"),\"\")","v":"PLN"}]
[null,null,null,"F8713IP2M",{"$f":"IFERROR(VLOOKUP(D20,Arkusz!A:H,3,FALSE),\"Brak towaru\")","v":"42Ux600x600 SZAFA IP55 drzwi przednie pełne, drzwi tylne pełne, osłony boczne pełne"},{"$f":"IFERROR(VLOOKUP(D20,Arkusz!A:H,6,FALSE),\"-\")","v":"TECNOSTEEL"},0.0,{"$f":"IFERROR(IF(VLOOKUP(D20,Arkusz!A:K,5,FALSE)=0,(IF(VLOOKUP(D20,Arkusz!A:K,11,FALSE)=0,\"Na zapytanie\",VLOOKUP(D20,Arkusz!A:K,11,FALSE))),(VLOOKUP(D20,Arkusz!A:K,5,FALSE))),\"Na zapytanie\")","v":5380.7},5380.7,{"$f":"IFERROR(IF(VLOOKUP(D20,Arkusz!A:H,5,FALSE)=0,IF(H20=\"Na zapytanie\",\"\",\"EUR\"),\"PLN\"),\"\")","v":"PLN"}]
[null,null,null,"F8713IPVM",{"$f":"IFERROR(VLOOKUP(D21,Arkusz!A:H,3,FALSE),\"Brak towaru\")","v":"42Ux600x600 SZAFA IP55 drzwi przednie szklane, drzwi tylne pełne, osłony boczne pełne"},{"$f":"IFERROR(VLOOKUP(D21,Arkusz!A:H,6,FALSE),\"-\")","v":"TECNOSTEEL"},0.0,{"$f":"IFERROR(IF(VLOOKUP(D21,Arkusz!A:K,5,FALSE)=0,(IF(VLOOKUP(D21,Arkusz!A:K,11,FALSE)=0,\"Na zapytanie\",VLOOKUP(D21,Arkusz!A:K,11,FALSE))),(VLOOKUP(D21,Arkusz!A:K,5,FALSE))),\"Na zapytanie\")","v":6378.86},6378.86,{"$f":"IFERROR(IF(VLOOKUP(D21,Arkusz!A:H,5,FALSE)=0,IF(H21=\"Na zapytanie\",\"\",\"EUR\"),\"PLN\"),\"\")","v":"PLN"}]
[null,null,null,"F8714IPV",{"$f":"IFERROR(VLOOKUP(D22,Arkusz!A:H,3,FALSE),\"Brak towaru\")","v":"42Ux600x800 SZAFA IP55 drzwi przednie szklane, osłony boczne i tylna pełne"},{"$f":"IFERROR(VLOOKUP(D22,Arkusz!A:H,6,FALSE),\"-\")","v":"TECNOSTEEL"},0.0,{"$f":"IFERROR(IF(VLOOKUP(D22,Arkusz!A:K,5,FALSE)=0,(IF(VLOOKUP(D22,Arkusz!A:K,11,FALSE)=0,\"Na zapytanie\",VLOOKUP(D22,Arkusz!A:K,11,FALSE))),(VLOOKUP(D22,Arkusz!A:K,5,FALSE))),\"Na zapytanie\")","v":6082.53},6082.53,{"$f":"IFERROR(IF(VLOOKUP(D22,Arkusz!A:H,5,FALSE)=0,IF(H22=\"Na zapytanie\",\"\",\"EUR\"),\"PLN\"),\"\")","v":"PLN"}]
[null,null,null,"F8714IPM",{"$f":"IFERROR(VLOOKUP(D23,Arkusz!A:H,3,FALSE),\"Brak towaru\")","v":"42Ux600x800 SZAFA IP55 drzwi przednie pełne, osłony boczne i tylna pełne"},{"$f":"IFERROR(VLOOKUP(D23,Arkusz!A:H,6,FALSE),\"-\")","v":"TECNOSTEEL"},0.0,{"$f":"IFERROR(IF(VLOOKUP(D23,Arkusz!A:K,5,FALSE)=0,(IF(VLOOKUP(D23,Arkusz!A:K,11,FALSE)=0,\"Na zapytanie\",VLOOKUP(D23,Arkusz!A:K,11,FALSE))),(VLOOKUP(D23,Arkusz!A:K,5,FALSE))),\"Na zapytanie\")","v":5037.59},5037.59,{"$f":"IFERROR(IF(VLOOKUP(D23,Arkusz!A:H,5,FALSE)=0,IF(H23=\"Na zapytanie\",\"\",\"EUR\"),\"PLN\"),\"\")","v":"PLN"}]
[null,null,null,"F8714IP2M",{"$f":"IFERROR(VLOOKUP(D24,Arkusz!A:H,3,FALSE),\"Brak towaru\")","v":"42Ux600x800 SZAFA IP55 drzwi przednie pełne, drzwi tylne pełne, osłony boczne pełne"},{"$f":"IFERROR(VLOOKUP(D24,Arkusz!A:H,6,FALSE),\"-\")","v":"TECNOSTEEL"},0.0,{"$f":"IFERROR(IF(VLOOKUP(D24,Arkusz!A:K,5,FALSE)=0,(IF(VLOOKUP(D24,Arkusz!A:K,11,FALSE)=0,\"Na zapytanie\",VLOOKUP(D24,Arkusz!A:K,11,FALSE))),(VLOOKUP(D24,Arkusz!A:K,5,FALSE))),\"Na zapytanie\")","v":5614.65},5614.65,{"$f":"IFERROR(IF(VLOOKUP(D24,Arkusz!A:H,5,FALSE)=0,IF(H24=\"Na zapytanie\",\"\",\"EUR\"),\"PLN\"),\"\")","v":"PLN"}]
[null,null,null,"F8714IPVM",{"$f":"IFERROR(VLOOKUP(D25,Arkusz!A:H,3,FALSE),\"Brak towaru\")","v":"42Ux600x800 SZAFA IP55 drzwi przednie szklane, drzwi tylne pełne, osłony boczne pełne"},{"$f":"IFERROR(VLOOKUP(D25,Arkusz!A:H,6,FALSE),\"-\")","v":"TECNOSTEEL"},0.0,{"$f":"IFERROR(IF(VLOOKUP(D25,Arkusz!A:K,5,FALSE)=0,(IF(VLOOKUP(D25,Arkusz!A:K,11,FALSE)=0,\"Na zapytanie\",VLOOKUP(D25,Arkusz!A:K,11,FALSE))),(VLOOKUP(D25,Arkusz!A:K,5,FALSE))),\"Na zapytanie\")","v":6550.42},6550.42,{"$f":"IFERROR(IF(VLOOKUP(D25,Arkusz!A:H,5,FALSE)=0,IF(H25=\"Na zapytanie\",\"\",\"EUR\"),\"PLN\"),\"\")","v":"PLN"}]
[null,null,null,"F8715IPV",{"$f":"IFERROR(VLOOKUP(D26,Arkusz!A:H,3,FALSE),\"Brak towaru\")","v":"42Ux800x600 SZAFA IP55 drzwi przednie szklane, osłony boczne i tylna pełne"},{"$f":"IFERROR(VLOOKUP(D26,Arkusz!A:H,6,FALSE),\"-\")","v":"TECNOSTEEL"},0.0,{"$f":"IFERROR(IF(VLOOKUP(D26,Arkusz!A:K,5,FALSE)=0,(IF(VLOOKUP(D26,Arkusz!A:K,11,FALSE)=0,\"Na zapytanie\",VLOOKUP(D26,Arkusz!A:K,11,FALSE))),(VLOOKUP(D26,Arkusz!A:K,5,FALSE))),\"Na zapytanie\")","v":6425.65},6425.65,{"$f":"IFERROR(IF(VLOOKUP(D26,Arkusz!A:H,5,FALSE)=0,IF(H26=\"Na zapytanie\",\"\",\"EUR\"),\"PLN\"),\"\")","v":"PLN"}]
[null,null,null,"F8715IPM",{"$f":"IFERROR(VLOOKUP(D27,Arkusz!A:H,3,FALSE),\"Brak towaru\")","v":"42Ux800x600 SZAFA IP55 drzwi przednie pełne, osłony boczne i tylna pełne"},{"$f":"IFERROR(VLOOKUP(D27,Arkusz!A:H,6,FALSE),\"-\")","v":"TECNOSTEEL"},0.0,{"$f":"IFERROR(IF(VLOOKUP(D27,Arkusz!A:K,5,FALSE)=0,(IF(VLOOKUP(D27,Arkusz!A:K,11,FALSE)=0,\"Na zapytanie\",VLOOKUP(D27,Arkusz!A:K,11,FALSE))),(VLOOKUP(D27,Arkusz!A:K,5,FALSE))),\"Na zapytanie\")","v":5255.93},5255.93,{"$f":"IFERROR(IF(VLOOKUP(D27,Arkusz!A:H,5,FALSE)=0,IF(H27=\"Na zapytanie\",\"\",\"EUR\"),\"PLN\"),\"\")","v":"PLN"}]
[null,null,null,"F8715IP2M",{"$f":"IFERROR(VLOOKUP(D28,Arkusz!A:H,3,FALSE),\"Brak towaru\")","v":"42Ux800x600 SZAFA IP55 drzwi przednie pełne, drzwi tylne pełne, osłony boczne pełne"},{"$f":"IFERROR(VLOOKUP(D28,Arkusz!A:H,6,FALSE),\"-\")","v":"TECNOSTEEL"},0.0,{"$f":"IFERROR(IF(VLOOKUP(D28,Arkusz!A:K,5,FALSE)=0,(IF(VLOOKUP(D28,Arkusz!A:K,11,FALSE)=0,\"Na zapytanie\",VLOOKUP(D28,Arkusz!A:K,11,FALSE))),(VLOOKUP(D28,Arkusz!A:K,5,FALSE))),\"Na zapytanie\")","v":5755.01},5755.01,{"$f":"IFERROR(IF(VLOOKUP(D28,Arkusz!A:H,5,FALSE)=0,IF(H28=\"Na zapytanie\",\"\",\"EUR\"),\"PLN\"),\"\")","v":"PLN"}]
[null,null,null,"F8715IPVM",{"$f":"IFERROR(VLOOKUP(D29,Arkusz!A:H,3,FALSE),\"Brak towaru\")","v":"42Ux800x600 SZAFA IP55 drzwi przednie szklane, drzwi tylne pełne, osłony boczne pełne"},{"$f":"IFERROR(VLOOKUP(D29,Arkusz!A:H,6,FALSE),\"-\")","v":"TECNOSTEEL"},0.0,{"$f":"IFERROR(IF(VLOOKUP(D29,Arkusz!A:K,5,FALSE)=0,(IF(VLOOKUP(D29,Arkusz!A:K,11,FALSE)=0,\"Na zapytanie\",VLOOKUP(D29,Arkusz!A:K,11,FALSE))),(VLOOKUP(D29,Arkusz!A:K,5,FALSE))),\"Na zapytanie\")","v":6877.94},6877.94,{"$f":"IFERROR(IF(VLOOKUP(D29,Arkusz!A:H,5,FALSE)=0,IF(H29=\"Na zapytanie\",\"\",\"EUR\"),\"PLN\"),\"\")","v":"PLN"}]
[null,null,null,"F8716IPV",{"$f":"IFERROR(VLOOKUP(D30,Arkusz!A:H,3,FALSE),\"Brak towaru\")","v":"42Ux800x800 SZAFA IP55 drzwi przednie szklane, osłony boczne i tylna pełne"},{"$f":"IFERROR(VLOOKUP(D30,Arkusz!A:H,6,FALSE),\"-\")","v":"TECNOSTEEL"},0.0,{"$f":"IFERROR(IF(VLOOKUP(D30,Arkusz!A:K,5,FALSE)=0,(IF(VLOOKUP(D30,Arkusz!A:K,11,FALSE)=0,\"Na zapytanie\",VLOOKUP(D30,Arkusz!A:K,11,FALSE))),(VLOOKUP(D30,Arkusz!A:K,5,FALSE))),\"Na zapytanie\")","v":6644},6644,{"$f":"IFERROR(IF(VLOOKUP(D30,Arkusz!A:H,5,FALSE)=0,IF(H30=\"Na zapytanie\",\"\",\"EUR\"),\"PLN\"),\"\")","v":"PLN"}]
[null,null,null,"F8716IPM",{"$f":"IFERROR(VLOOKUP(D31,Arkusz!A:H,3,FALSE),\"Brak towaru\")","v":"42Ux800x800 SZAFA IP55 drzwi przednie pełne, osłony boczne i tylna pełne"},{"$f":"IFERROR(VLOOKUP(D31,Arkusz!A:H,6,FALSE),\"-\")","v":"TECNOSTEEL"},0.0,{"$f":"IFERROR(IF(VLOOKUP(D31,Arkusz!A:K,5,FALSE)=0,(IF(VLOOKUP(D31,Arkusz!A:K,11,FALSE)=0,\"Na zapytanie\",VLOOKUP(D31,Arkusz!A:K,11,FALSE))),(VLOOKUP(D31,Arkusz!A:K,5,FALSE))),\"Na zapytanie\")","v":5497.68},5497.68,{"$f":"IFERROR(IF(VLOOKUP(D31,Arkusz!A:H,5,FALSE)=0,IF(H31=\"Na zapytanie\",\"\",\"EUR\"),\"PLN\"),\"\")","v":"PLN"}]
[null,null,null,"F8716IP2M",{"$f":"IFERROR(VLOOKUP(D32,Arkusz!A:H,3,FALSE),\"Brak towaru\")","v":"42Ux800x800 SZAFA IP55 drzwi przednie pełne, drzwi tylne pełne, osłony boczne pełne"},{"$f":"IFERROR(VLOOKUP(D32,Arkusz!A:H,6,FALSE),\"-\")","v":"TECNOSTEEL"},0.0,{"$f":"IFERROR(IF(VLOOKUP(D32,Arkusz!A:K,5,FALSE)=0,(IF(VLOOKUP(D32,Arkusz!A:K,11,FALSE)=0,\"Na zapytanie\",VLOOKUP(D32,Arkusz!A:K,11,FALSE))),(VLOOKUP(D32,Arkusz!A:K,5,FALSE))),\"Na zapytanie\")","v":6082.53},6082.53,{"$f":"IFERROR(IF(VLOOKUP(D32,Arkusz!A:H,5,FALSE)=0,IF(H32=\"Na zapytanie\",\"\",\"EUR\"),\"PLN\"),\"\")","v":"PLN"}]
[null,null,null,"F8716IPVM",{"$f":"IFERROR(VLOOKUP(D33,Arkusz!A:H,3,FALSE),\"Brak towaru\")","v":"42Ux800x800 SZAFA IP55 drzwi przednie szklane, drzwi tylne pełne, osłony boczne pełne"},{"$f":"IFERROR(VLOOKUP(D33,Arkusz!A:H,6,FALSE),\"-\")","v":"TECNOSTEEL"},0.0,{"$f":"IFERROR(IF(VLOOKUP(D33,Arkusz!A:K,5,FALSE)=0,(IF(VLOOKUP(D33,Arkusz!A:K,11,FALSE)=0,\"Na zapytanie\",VLOOKUP(D33,Arkusz!A:K,11,FALSE))),(VLOOKUP(D33,Arkusz!A:K,5,FALSE))),\"Na zapytanie\")","v":7174.27},7174.27,{"$f":"IFERROR(IF(VLOOKUP(D33,Arkusz!A:H,5,FALSE)=0,IF(H33=\"Na zapytanie\",\"\",\"EUR\"),\"PLN\"),\"\")","v":"PLN"}]
[null,null,null,"F8717IPV",{"$f":"IFERROR(VLOOKUP(D34,Arkusz!A:H,3,FALSE),\"Brak towaru\")","v":"42Ux800x1000 IP55 drzwi przednie szklane, osłony boczne i tylna pełne"},{"$f":"IFERROR(VLOOKUP(D34,Arkusz!A:H,6,FALSE),\"-\")","v":"TECNOSTEEL"},0.0,{"$f":"IFERROR(IF(VLOOKUP(D34,Arkusz!A:K,5,FALSE)=0,(IF(VLOOKUP(D34,Arkusz!A:K,11,FALSE)=0,\"Na zapytanie\",VLOOKUP(D34,Arkusz!A:K,11,FALSE))),(VLOOKUP(D34,Arkusz!A:K,5,FALSE))),\"Na zapytanie\")","v":8453.16},8453.16,{"$f":"IFERROR(IF(VLOOKUP(D34,Arkusz!A:H,5,FALSE)=0,IF(H34=\"Na zapytanie\",\"\",\"EUR\"),\"PLN\"),\"\")","v":"PLN"}]
[null,null,null,"F8717IPM",{"$f":"IFERROR(VLOOKUP(D35,Arkusz!A:H,3,FALSE),\"Brak towaru\")","v":"42Ux800x1000 IP55 drzwi przednie pełne, osłony boczne i tylna pełne"},{"$f":"IFERROR(VLOOKUP(D35,Arkusz!A:H,6,FALSE),\"-\")","v":"TECNOSTEEL"},0.0,{"$f":"IFERROR(IF(VLOOKUP(D35,Arkusz!A:K,5,FALSE)=0,(IF(VLOOKUP(D35,Arkusz!A:K,11,FALSE)=0,\"Na zapytanie\",VLOOKUP(D35,Arkusz!A:K,11,FALSE))),(VLOOKUP(D35,Arkusz!A:K,5,FALSE))),\"Na zapytanie\")","v":7486.2},7486.2,{"$f":"IFERROR(IF(VLOOKUP(D35,Arkusz!A:H,5,FALSE)=0,IF(H35=\"Na zapytanie\",\"\",\"EUR\"),\"PLN\"),\"\")","v":"PLN"}]
[null,null,null,"F8717IP2M",{"$f":"IFERROR(VLOOKUP(D36,Arkusz!A:H,3,FALSE),\"Brak towaru\")","v":"42Ux800x1000 IP55 drzwi przednie pełne, drzwi tylne pełne, osłony boczne pełne"},{"$f":"IFERROR(VLOOKUP(D36,Arkusz!A:H,6,FALSE),\"-\")","v":"TECNOSTEEL"},0.0,{"$f":"IFERROR(IF(VLOOKUP(D36,Arkusz!A:K,5,FALSE)=0,(IF(VLOOKUP(D36,Arkusz!A:K,11,FALSE)=0,\"Na zapytanie\",VLOOKUP(D36,Arkusz!A:K,11,FALSE))),(VLOOKUP(D36,Arkusz!A:K,5,FALSE))),\"Na zapytanie\")","v":7751.33},7751.33,{"$f":"IFERROR(IF(VLOOKUP(D36,Arkusz!A:H,5,FALSE)=0,IF(H36=\"Na zapytanie\",\"\",\"EUR\"),\"PLN\"),\"\")","v":"PLN"}]
[null,null,null,"F8717IPVM",{"$f":"IFERROR(VLOOKUP(D37,Arkusz!A:H,3,FALSE),\"Brak towaru\")","v":"42Ux800x1000 IP55 drzwi przednie szklane, drzwi tylne pełne, osłony boczne pełne"},{"$f":"IFERROR(VLOOKUP(D37,Arkusz!A:H,6,FALSE),\"-\")","v":"TECNOSTEEL"},0.0,{"$f":"IFERROR(IF(VLOOKUP(D37,Arkusz!A:K,5,FALSE)=0,(IF(VLOOKUP(D37,Arkusz!A:K,11,FALSE)=0,\"Na zapytanie\",VLOOKUP(D37,Arkusz!A:K,11,FALSE))),(VLOOKUP(D37,Arkusz!A:K,5,FALSE))),\"Na zapytanie\")","v":9045.82},9045.82,{"$f":"IFERROR(IF(VLOOKUP(D37,Arkusz!A:H,5,FALSE)=0,IF(H37=\"Na zapytanie\",\"\",\"EUR\"),\"PLN\"),\"\")","v":"PLN"}]
[null,null,null,"F8718IPV",{"$f":"IFERROR(VLOOKUP(D38,Arkusz!A:H,3,FALSE),\"Brak towaru\")","v":"42Ux600x1000 IP55 drzwi przednie szklane, osłony boczne i tylna pełne"},{"$f":"IFERROR(VLOOKUP(D38,Arkusz!A:H,6,FALSE),\"-\")","v":"TECNOSTEEL"},0.0,{"$f":"IFERROR(IF(VLOOKUP(D38,Arkusz!A:K,5,FALSE)=0,(IF(VLOOKUP(D38,Arkusz!A:K,11,FALSE)=0,\"Na zapytanie\",VLOOKUP(D38,Arkusz!A:K,11,FALSE))),(VLOOKUP(D38,Arkusz!A:K,5,FALSE))),\"Na zapytanie\")","v":8343.99},8343.99,{"$f":"IFERROR(IF(VLOOKUP(D38,Arkusz!A:H,5,FALSE)=0,IF(H38=\"Na zapytanie\",\"\",\"EUR\"),\"PLN\"),\"\")","v":"PLN"}]
[null,null,null,"F8718IPM",{"$f":"IFERROR(VLOOKUP(D39,Arkusz!A:H,3,FALSE),\"Brak towaru\")","v":"42Ux600x1000 IP55 drzwi przednie pełne, osłony boczne i tylna pełne"},{"$f":"IFERROR(VLOOKUP(D39,Arkusz!A:H,6,FALSE),\"-\")","v":"TECNOSTEEL"},0.0,{"$f":"IFERROR(IF(VLOOKUP(D39,Arkusz!A:K,5,FALSE)=0,(IF(VLOOKUP(D39,Arkusz!A:K,11,FALSE)=0,\"Na zapytanie\",VLOOKUP(D39,Arkusz!A:K,11,FALSE))),(VLOOKUP(D39,Arkusz!A:K,5,FALSE))),\"Na zapytanie\")","v":6550.42},6550.42,{"$f":"IFERROR(IF(VLOOKUP(D39,Arkusz!A:H,5,FALSE)=0,IF(H39=\"Na zapytanie\",\"\",\"EUR\"),\"PLN\"),\"\")","v":"PLN"}]
[null,null,null,"F8718IP2M",{"$f":"IFERROR(VLOOKUP(D40,Arkusz!A:H,3,FALSE),\"Brak towaru\")","v":"42Ux600x1000 IP55 drzwi przednie pełne, drzwi tylne pełne, osłony boczne pełne"},{"$f":"IFERROR(VLOOKUP(D40,Arkusz!A:H,6,FALSE),\"-\")","v":"TECNOSTEEL"},0.0,{"$f":"IFERROR(IF(VLOOKUP(D40,Arkusz!A:K,5,FALSE)=0,(IF(VLOOKUP(D40,Arkusz!A:K,11,FALSE)=0,\"Na zapytanie\",VLOOKUP(D40,Arkusz!A:K,11,FALSE))),(VLOOKUP(D40,Arkusz!A:K,5,FALSE))),\"Na zapytanie\")","v":7174.27},7174.27,{"$f":"IFERROR(IF(VLOOKUP(D40,Arkusz!A:H,5,FALSE)=0,IF(H40=\"Na zapytanie\",\"\",\"EUR\"),\"PLN\"),\"\")","v":"PLN"}]
[null,null,null,"F8718IPVM",{"$f":"IFERROR(VLOOKUP(D41,Arkusz!A:H,3,FALSE),\"Brak towaru\")","v":"42Ux600x1000 IP55 drzwi przednie szklane, drzwi tylne pełne, osłony boczne pełne"},{"$f":"IFERROR(VLOOKUP(D41,Arkusz!A:H,6,FALSE),\"-\")","v":"TECNOSTEEL"},0.0,{"$f":"IFERROR(IF(VLOOKUP(D41,Arkusz!A:K,5,FALSE)=0,(IF(VLOOKUP(D41,Arkusz!A:K,11,FALSE)=0,\"Na zapytanie\",VLOOKUP(D41,Arkusz!A:K,11,FALSE))),(VLOOKUP(D41,Arkusz!A:K,5,FALSE))),\"Na zapytanie\")","v":8359.59},8359.59,{"$f":"IFERROR(IF(VLOOKUP(D41,Arkusz!A:H,5,FALSE)=0,IF(H41=\"Na zapytanie\",\"\",\"EUR\"),\"PLN\"),\"\")","v":"PLN"}]
[null,"Szafy wiszące IP55/IP65"]
[null,null,null,"F1407",{"$f":"IFERROR(VLOOKUP(D43,Arkusz!A:H,3,FALSE),\"Brak towaru\")","v":"7Ux600x400 SZAFKA WISZĄCA IP55 - drzwi przednie szklane"},{"$f":"IFERROR(VLOOKUP(D43,Arkusz!A:H,6,FALSE),\"-\")","v":"TECNOSTEEL"},0.0,{"$f":"IFERROR(IF(VLOOKUP(D43,Arkusz!A:K,5,FALSE)=0,(IF(VLOOKUP(D43,Arkusz!A:K,11,FALSE)=0,\"Na zapytanie\",VLOOKUP(D43,Arkusz!A:K,11,FALSE))),(VLOOKUP(D43,Arkusz!A:K,5,FALSE))),\"Na zapytanie\")","v":1902.74},{"$f":"IFERROR(IF(H43=\"Na zapytanie\",\"\",H43*(1-G43)),\"\")","v":1902.74},{"$f":"IFERROR(IF(VLOOKUP(D43,Arkusz!A:H,5,FALSE)=0,IF(H43=\"Na zapytanie\",\"\",\"EUR\"),\"PLN\"),\"\")","v":"PLN"}]
[null,null,null,"F1407M",{"$f":"IFERROR(VLOOKUP(D44,Arkusz!A:H,3,FALSE),\"Brak towaru\")","v":"7Ux600x400 SZAFKA WISZĄCA IP65 - drzwi przednie pełne"},{"$f":"IFERROR(VLOOKUP(D44,Arkusz!A:H,6,FALSE),\"-\")","v":"TECNOSTEEL"},0.0,{"$f":"IFERROR(IF(VLOOKUP(D44,Arkusz!A:K,5,FALSE)=0,(IF(VLOOKUP(D44,Arkusz!A:K,11,FALSE)=0,\"Na zapytanie\",VLOOKUP(D44,Arkusz!A:K,11,FALSE))),(VLOOKUP(D44,Arkusz!A:K,5,FALSE))),\"Na zapytanie\")","v":1512.84},1512.84,{"$f":"IFERROR(IF(VLOOKUP(D44,Arkusz!A:H,5,FALSE)=0,IF(H44=\"Na zapytanie\",\"\",\"EUR\"),\"PLN\"),\"\")","v":"PLN"}]
[null,null,null,"F1407MEST",{"$f":"IFERROR(VLOOKUP(D45,Arkusz!A:H,3,FALSE),\"Brak towaru\")","v":"7Ux600x400 SZAFKA WISZĄCA ZEWNĘTRZNA IP65 - dodatkowy dach"},{"$f":"IFERROR(VLOOKUP(D45,Arkusz!A:H,6,FALSE),\"-\")","v":"TECNOSTEEL"},0.0,{"$f":"IFERROR(IF(VLOOKUP(D45,Arkusz!A:K,5,FALSE)=0,(IF(VLOOKUP(D45,Arkusz!A:K,11,FALSE)=0,\"Na zapytanie\",VLOOKUP(D45,Arkusz!A:K,11,FALSE))),(VLOOKUP(D45,Arkusz!A:K,5,FALSE))),\"Na zapytanie\")","v":2167.88},2167.88,{"$f":"IFERROR(IF(VLOOKUP(D45,Arkusz!A:H,5,FALSE)=0,IF(H45=\"Na zapytanie\",\"\",\"EUR\"),\"PLN\"),\"\")","v":"PLN"}]
[null,null,null,"F1410",{"$f":"IFERROR(VLOOKUP(D46,Arkusz!A:H,3,FALSE),\"Brak towaru\")","v":"10Ux600x400 SZAFKA WISZĄCA IP55 - drzwi przednie szklane"},{"$f":"IFERROR(VLOOKUP(D46,Arkusz!A:H,6,FALSE),\"-\")","v":"TECNOSTEEL"},0.0,{"$f":"IFERROR(IF(VLOOKUP(D46,Arkusz!A:K,5,FALSE)=0,(IF(VLOOKUP(D46,Arkusz!A:K,11,FALSE)=0,\"Na zapytanie\",VLOOKUP(D46,Arkusz!A:K,11,FALSE))),(VLOOKUP(D46,Arkusz!A:K,5,FALSE))),\"Na zapytanie\")","v":1918.34},1918.34,{"$f":"IFERROR(IF(VLOOKUP(D46,Arkusz!A:H,5,FALSE)=0,IF(H46=\"Na zapytanie\",\"\",\"EUR\"),\"PLN\"),\"\")","v":"PLN"}]
[null,null,null,"F1410M",{"$f":"IFERROR(VLOOKUP(D47,Arkusz!A:H,3,FALSE),\"Brak towaru\")","v":"10Ux600x400 SZAFKA WISZĄCA IP65 - drzwi przednie pełne"},{"$f":"IFERROR(VLOOKUP(D47,Arkusz!A:H,6,FALSE),\"-\")","v":"TECNOSTEEL"},0.0,{"$f":"IFERROR(IF(VLOOKUP(D47,Arkusz!A:K,5,FALSE)=0,(IF(VLOOKUP(D47,Arkusz!A:K,11,FALSE)=0,\"Na zapytanie\",VLOOKUP(D47,Arkusz!A:K,11,FALSE))),(VLOOKUP(D47,Arkusz!A:K,5,FALSE))),\"Na zapytanie\")","v":1590.82},1590.82,{"$f":"IFERROR(IF(VLOOKUP(D47,Arkusz!A:H,5,FALSE)=0,IF(H47=\"Na zapytanie\",\"\",\"EUR\"),\"PLN\"),\"\")","v":"PLN"}]
[null,null,null,"F1410MEST",{"$f":"IFERROR(VLOOKUP(D48,Arkusz!A:H,3,FALSE),\"Brak towaru\")","v":"10Ux600x400 SZAFKA WISZĄCA ZEWNĘTRZNA IP65 - dodatkowy dach"},{"$f":"IFERROR(VLOOKUP(D48,Arkusz!A:H,6,FALSE),\"-\")","v":"TECNOSTEEL"},0.0,{"$f":"IFERROR(IF(VLOOKUP(D48,Arkusz!A:K,5,FALSE)=0,(IF(VLOOKUP(D48,Arkusz!A:K,11,FALSE)=0,\"Na zapytanie\",VLOOKUP(D48,Arkusz!A:K,11,FALSE))),(VLOOKUP(D48,Arkusz!A:K,5,FALSE))),\"Na zapytanie\")","v":2230.26},2230.26,{"$f":"IFERROR(IF(VLOOKUP(D48,Arkusz!A:H,5,FALSE)=0,IF(H48=\"Na zapytanie\",\"\",\"EUR\"),\"PLN\"),\"\")","v":"PLN"}]
[null,null,null,"F1413",{"$f":"IFERROR(VLOOKUP(D49,Arkusz!A:H,3,FALSE),\"Brak towaru\")","v":"13Ux600x400 SZAFKA WISZĄCA IP55 - drzwi przednie szklane"},{"$f":"IFERROR(VLOOKUP(D49,Arkusz!A:H,6,FALSE),\"-\")","v":"TECNOSTEEL"},0.0,{"$f":"IFERROR(IF(VLOOKUP(D49,Arkusz!A:K,5,FALSE)=0,(IF(VLOOKUP(D49,Arkusz!A:K,11,FALSE)=0,\"Na zapytanie\",VLOOKUP(D49,Arkusz!A:K,11,FALSE))),(VLOOKUP(D49,Arkusz!A:K,5,FALSE))),\"Na zapytanie\")","v":2089.9},2089.9,{"$f":"IFERROR(IF(VLOOKUP(D49,Arkusz!A:H,5,FALSE)=0,IF(H49=\"Na zapytanie\",\"\",\"EUR\"),\"PLN\"),\"\")","v":"PLN"}]
[null,null,null,"F1413M",{"$f":"IFERROR(VLOOKUP(D50,Arkusz!A:H,3,FALSE),\"Brak towaru\")","v":"13Ux600x400 SZAFKA WISZĄCA IP65 - drzwi przednie pełne"},{"$f":"IFERROR(VLOOKUP(D50,Arkusz!A:H,6,FALSE),\"-\")","v":"TECNOSTEEL"},0.0,{"$f":"IFERROR(IF(VLOOKUP(D50,Arkusz!A:K,5,FALSE)=0,(IF(VLOOKUP(D50,Arkusz!A:K,11,FALSE)=0,\"Na zapytanie\",VLOOKUP(D50,Arkusz!A:K,11,FALSE))),(VLOOKUP(D50,Arkusz!A:K,5,FALSE))),\"Na zapytanie\")","v":1668.8},1668.8,{"$f":"IFERROR(IF(VLOOKUP(D50,Arkusz!A:H,5,FALSE)=0,IF(H50=\"Na zapytanie\",\"\",\"EUR\"),\"PLN\"),\"\")","v":"PLN"}]
[null,null,null,"F1413MEST",{"$f":"IFERROR(VLOOKUP(D51,Arkusz!A:H,3,FALSE),\"Brak towaru\")","v":"13Ux600x400 SZAFKA WISZĄCA ZEWNĘTRZNA IP65 - dodatkowy dach"},{"$f":"IFERROR(VLOOKUP(D51,Arkusz!A:H,6,FALSE),\"-\")","v":"TECNOSTEEL"},0.0,{"$f":"IFERROR(IF(VLOOKUP(D51,Arkusz!A:K,5,FALSE)=0,(IF(VLOOKUP(D51,Arkusz!A:K,11,FALSE)=0,\"Na zapytanie\",VLOOKUP(D51,Arkusz!A:K,11,FALSE))),(VLOOKUP(D51,Arkusz!A:K,5,FALSE))),\"Na zapytanie\")","v":2370.63},2370.63,{"$f":"IFERROR(IF(VLOOKUP(D51,Arkusz!A:H,5,FALSE)=0,IF(H51=\"Na zapytanie\",\"\",\"EUR\"),\"PLN\"),\"\")","v":"PLN"}]
[null,null,null,"F1417",{"$f":"IFERROR(VLOOKUP(D52,Arkusz!A:H,3,FALSE),\"Brak towaru\")","v":"17Ux600x400 SZAFKA WISZĄCA IP55 - drzwi przednie szklane"},{"$f":"IFERROR(VLOOKUP(D52,Arkusz!A:H,6,FALSE),\"-\")","v":"TECNOSTEEL"},0.0,{"$f":"IFERROR(IF(VLOOKUP(D52,Arkusz!A:K,5,FALSE)=0,(IF(VLOOKUP(D52,Arkusz!A:K,11,FALSE)=0,\"Na zapytanie\",VLOOKUP(D52,Arkusz!A:K,11,FALSE))),(VLOOKUP(D52,Arkusz!A:K,5,FALSE))),\"Na zapytanie\")","v":2401.82},2401.82,{"$f":"IFERROR(IF(VLOOKUP(D52,Arkusz!A:H,5,FALSE)=0,IF(H52=\"Na zapytanie\",\"\",\"EUR\"),\"PLN\"),\"\")","v":"PLN"}]
[null,null,null,"F1417M",{"$f":"IFERROR(VLOOKUP(D53,Arkusz!A:H,3,FALSE),\"Brak towaru\")","v":"17Ux600x400 SZAFKA WISZĄCA IP65 - drzwi przednie pełne"},{"$f":"IFERROR(VLOOKUP(D53,Arkusz!A:H,6,FALSE),\"-\")","v":"TECNOSTEEL"},0.0,{"$f":"IFERROR(IF(VLOOKUP(D53,Arkusz!A:K,5,FALSE)=0,(IF(VLOOKUP(D53,Arkusz!A:K,11,FALSE)=0,\"Na zapytanie\",VLOOKUP(D53,Arkusz!A:K,11,FALSE))),(VLOOKUP(D53,Arkusz!A:K,5,FALSE))),\"Na zapytanie\")","v":2035.31},2035.31,{"$f":"IFERROR(IF(VLOOKUP(D53,Arkusz!A:H,5,FALSE)=0,IF(H53=\"Na zapytanie\",\"\",\"EUR\"),\"PLN\"),\"\")","v":"PLN"}]
[null,null,null,"F1417MEST",{"$f":"IFERROR(VLOOKUP(D54,Arkusz!A:H,3,FALSE),\"Brak towaru\")","v":"17Ux600x400 SZAFKA WISZĄCA ZEWNĘTRZNA IP65 - dodatkowy dach"},{"$f":"IFERROR(VLOOKUP(D54,Arkusz!A:H,6,FALSE),\"-\")","v":"TECNOSTEEL"},0.0,{"$f":"IFERROR(IF(VLOOKUP(D54,Arkusz!A:K,5,FALSE)=0,(IF(VLOOKUP(D54,Arkusz!A:K,11,FALSE)=0,\"Na zapytanie\",VLOOKUP(D54,Arkusz!A:K,11,FALSE))),(VLOOKUP(D54,Arkusz!A:K,5,FALSE))),\"Na zapytanie\")","v":2448.61},2448.61,{"$f":"IFERROR(IF(VLOOKUP(D54,Arkusz!A:H,5,FALSE)=0,IF(H54=\"Na zapytanie\",\"\",\"EUR\"),\"PLN\"),\"\")","v":"PLN"}]
[null,null,null,"F1507",{"$f":"IFERROR(VLOOKUP(D55,Arkusz!A:H,3,FALSE),\"Brak towaru\")","v":"7Ux600x500 SZAFKA WISZĄCA IP55 - drzwi przednie szklane"},{"$f":"IFERROR(VLOOKUP(D55,Arkusz!A:H,6,FALSE),\"-\")","v":"TECNOSTEEL"},0.0,{"$f":"IFERROR(IF(VLOOKUP(D55,Arkusz!A:K,5,FALSE)=0,(IF(VLOOKUP(D55,Arkusz!A:K,11,FALSE)=0,\"Na zapytanie\",VLOOKUP(D55,Arkusz!A:K,11,FALSE))),(VLOOKUP(D55,Arkusz!A:K,5,FALSE))),\"Na zapytanie\")","v":1965.13},1965.13,{"$f":"IFERROR(IF(VLOOKUP(D55,Arkusz!A:H,5,FALSE)=0,IF(H55=\"Na zapytanie\",\"\",\"EUR\"),\"PLN\"),\"\")","v":"PLN"}]
[null,null,null,"F1507M",{"$f":"IFERROR(VLOOKUP(D56,Arkusz!A:H,3,FALSE),\"Brak towaru\")","v":"7Ux600x500 SZAFKA WISZĄCA IP65 - drzwi przednie pełne"},{"$f":"IFERROR(VLOOKUP(D56,Arkusz!A:H,6,FALSE),\"-\")","v":"TECNOSTEEL"},0.0,{"$f":"IFERROR(IF(VLOOKUP(D56,Arkusz!A:K,5,FALSE)=0,(IF(VLOOKUP(D56,Arkusz!A:K,11,FALSE)=0,\"Na zapytanie\",VLOOKUP(D56,Arkusz!A:K,11,FALSE))),(VLOOKUP(D56,Arkusz!A:K,5,FALSE))),\"Na zapytanie\")","v":1590.82},1590.82,{"$f":"IFERROR(IF(VLOOKUP(D56,Arkusz!A:H,5,FALSE)=0,IF(H56=\"Na zapytanie\",\"\",\"EUR\"),\"PLN\"),\"\")","v":"PLN"}]
[null,null,null,"F1507MEST",{"$f":"IFERROR(VLOOKUP(D57,Arkusz!A:H,3,FALSE),\"Brak towaru\")","v":"7Ux600x400 SZAFKA WISZĄCA ZEWNĘTRZNA IP65 - dodatkowy dach"},{"$f":"IFERROR(VLOOKUP(D57,Arkusz!A:H,6,FALSE),\"-\")","v":"TECNOSTEEL"},0.0,{"$f":"IFERROR(IF(VLOOKUP(D57,Arkusz!A:K,5,FALSE)=0,(IF(VLOOKUP(D57,Arkusz!A:K,11,FALSE)=0,\"Na zapytanie\",VLOOKUP(D57,Arkusz!A:K,11,FALSE))),(VLOOKUP(D57,Arkusz!A:K,5,FALSE))),\"Na zapytanie\")","v":2245.86},2245.86,{"$f":"IFERROR(IF(VLOOKUP(D57,Arkusz!A:H,5,FALSE)=0,IF(H57=\"Na zapytanie\",\"\",\"EUR\"),\"PLN\"),\"\")","v":"PLN"}]
[null,null,null,"F1510",{"$f":"IFERROR(VLOOKUP(D58,Arkusz!A:H,3,FALSE),\"Brak towaru\")","v":"10Ux600x500 SZAFKA WISZĄCA IP55 - drzwi przednie szklane"},{"$f":"IFERROR(VLOOKUP(D58,Arkusz!A:H,6,FALSE),\"-\")","v":"TECNOSTEEL"},0.0,{"$f":"IFERROR(IF(VLOOKUP(D58,Arkusz!A:K,5,FALSE)=0,(IF(VLOOKUP(D58,Arkusz!A:K,11,FALSE)=0,\"Na zapytanie\",VLOOKUP(D58,Arkusz!A:K,11,FALSE))),(VLOOKUP(D58,Arkusz!A:K,5,FALSE))),\"Na zapytanie\")","v":2058.7},2058.7,{"$f":"IFERROR(IF(VLOOKUP(D58,Arkusz!A:H,5,FALSE)=0,IF(H58=\"Na zapytanie\",\"\",\"EUR\"),\"PLN\"),\"\")","v":"PLN"}]
[null,null,null,"F1510M",{"$f":"IFERROR(VLOOKUP(D59,Arkusz!A:H,3,FALSE),\"Brak towaru\")","v":"10Ux600x500 SZAFKA WISZĄCA IP65 - drzwi przednie pełne"},{"$f":"IFERROR(VLOOKUP(D59,Arkusz!A:H,6,FALSE),\"-\")","v":"TECNOSTEEL"},0.0,{"$f":"IFERROR(IF(VLOOKUP(D59,Arkusz!A:K,5,FALSE)=0,(IF(VLOOKUP(D59,Arkusz!A:K,11,FALSE)=0,\"Na zapytanie\",VLOOKUP(D59,Arkusz!A:K,11,FALSE))),(VLOOKUP(D59,Arkusz!A:K,5,FALSE))),\"Na zapytanie\")","v":1653.2},1653.2,{"$f":"IFERROR(IF(VLOOKUP(D59,Arkusz!A:H,5,FALSE)=0,IF(H59=\"Na zapytanie\",\"\",\"EUR\"),\"PLN\"),\"\")","v":"PLN"}]
[null,null,null,"F1510MEST",{"$f":"IFERROR(VLOOKUP(D60,Arkusz!A:H,3,FALSE),\"Brak towaru\")","v":"10Ux600x400 SZAFKA WISZĄCA ZEWNĘTRZNA IP65 - dodatkowy dach"},{"$f":"IFERROR(VLOOKUP(D60,Arkusz!A:H,6,FALSE),\"-\")","v":"TECNOSTEEL"},0.0,{"$f":"IFERROR(IF(VLOOKUP(D60,Arkusz!A:K,5,FALSE)=0,(IF(VLOOKUP(D60,Arkusz!A:K,11,FALSE)=0,\"Na zapytanie\",VLOOKUP(D60,Arkusz!A:K,11,FALSE))),(VLOOKUP(D60,Arkusz!A:K,5,FALSE))),\"Na zapytanie\")","v":2331.64},2331.64,{"$f":"IFERROR(IF(VLOOKUP(D60,Arkusz!A:H,5,FALSE)=0,IF(H60=\"Na zapytanie\",\"\",\"EUR\"),\"PLN\"),\"\")","v":"PLN"}]
[null,null,null,"F1513",{"$f":"IFERROR(VLOOKUP(D61,Arkusz!A:H,3,FALSE),\"Brak towaru\")","v":"13Ux600x500 SZAFKA WISZĄCA IP55 - drzwi przednie szklane"},{"$f":"IFERROR(VLOOKUP(D61,Arkusz!A:H,6,FALSE),\"-\")","v":"TECNOSTEEL"},0.0,{"$f":"IFERROR(IF(VLOOKUP(D61,Arkusz!A:K,5,FALSE)=0,(IF(VLOOKUP(D61,Arkusz!A:K,11,FALSE)=0,\"Na zapytanie\",VLOOKUP(D61,Arkusz!A:K,11,FALSE))),(VLOOKUP(D61,Arkusz!A:K,5,FALSE))),\"Na zapytanie\")","v":2121.09},2121.09,{"$f":"IFERROR(IF(VLOOKUP(D61,Arkusz!A:H,5,FALSE)=0,IF(H61=\"Na zapytanie\",\"\",\"EUR\"),\"PLN\"),\"\")","v":"PLN"}]
[null,null,null,"F1513M",{"$f":"IFERROR(VLOOKUP(D62,Arkusz!A:H,3,FALSE),\"Brak towaru\")","v":"13Ux600x500 SZAFKA WISZĄCA IP65 - drzwi przednie pełne"},{"$f":"IFERROR(VLOOKUP(D62,Arkusz!A:H,6,FALSE),\"-\")","v":"TECNOSTEEL"},0.0,{"$f":"IFERROR(IF(VLOOKUP(D62,Arkusz!A:K,5,FALSE)=0,(IF(VLOOKUP(D62,Arkusz!A:K,11,FALSE)=0,\"Na zapytanie\",VLOOKUP(D62,Arkusz!A:K,11,FALSE))),(VLOOKUP(D62,Arkusz!A:K,5,FALSE))),\"Na zapytanie\")","v":1715.59},1715.59,{"$f":"IFERROR(IF(VLOOKUP(D62,Arkusz!A:H,5,FALSE)=0,IF(H62=\"Na zapytanie\",\"\",\"EUR\"),\"PLN\"),\"\")","v":"PLN"}]
[null,null,null,"F1513MEST",{"$f":"IFERROR(VLOOKUP(D63,Arkusz!A:H,3,FALSE),\"Brak towaru\")","v":"13Ux600x500 SZAFKA WISZĄCA ZEWNĘTRZNA IP65 - dodatkowy dach"},{"$f":"IFERROR(VLOOKUP(D63,Arkusz!A:H,6,FALSE),\"-\")","v":"TECNOSTEEL"},0.0,{"$f":"IFERROR(IF(VLOOKUP(D63,Arkusz!A:K,5,FALSE)=0,(IF(VLOOKUP(D63,Arkusz!A:K,11,FALSE)=0,\"Na zapytanie\",VLOOKUP(D63,Arkusz!A:K,11,FALSE))),(VLOOKUP(D63,Arkusz!A:K,5,FALSE))),\"Na zapytanie\")","v":2401.82},2401.82,{"$f":"IFERROR(IF(VLOOKUP(D63,Arkusz!A:H,5,FALSE)=0,IF(H63=\"Na zapytanie\",\"\",\"EUR\"),\"PLN\"),\"\")","v":"PLN"}]
[null,null,null,"F1517",{"$f":"IFERROR(VLOOKUP(D64,Arkusz!A:H,3,FALSE),\"Brak towaru\")","v":"17Ux600x500 SZAFKA WISZĄCA IP 55 - drzwi przednie szklane"},{"$f":"IFERROR(VLOOKUP(D64,Arkusz!A:H,6,FALSE),\"-\")","v":"TECNOSTEEL"},0.0,{"$f":"IFERROR(IF(VLOOKUP(D64,Arkusz!A:K,5,FALSE)=0,(IF(VLOOKUP(D64,Arkusz!A:K,11,FALSE)=0,\"Na zapytanie\",VLOOKUP(D64,Arkusz!A:K,11,FALSE))),(VLOOKUP(D64,Arkusz!A:K,5,FALSE))),\"Na zapytanie\")","v":2448.61},2448.61,{"$f":"IFERROR(IF(VLOOKUP(D64,Arkusz!A:H,5,FALSE)=0,IF(H64=\"Na zapytanie\",\"\",\"EUR\"),\"PLN\"),\"\")","v":"PLN"}]
[null,null,null,"F1517M",{"$f":"IFERROR(VLOOKUP(D65,Arkusz!A:H,3,FALSE),\"Brak towaru\")","v":"17Ux600x500 SZAFKA WISZĄCA IP 65 - drzwi przednie pełne"},{"$f":"IFERROR(VLOOKUP(D65,Arkusz!A:H,6,FALSE),\"-\")","v":"TECNOSTEEL"},0.0,{"$f":"IFERROR(IF(VLOOKUP(D65,Arkusz!A:K,5,FALSE)=0,(IF(VLOOKUP(D65,Arkusz!A:K,11,FALSE)=0,\"Na zapytanie\",VLOOKUP(D65,Arkusz!A:K,11,FALSE))),(VLOOKUP(D65,Arkusz!A:K,5,FALSE))),\"Na zapytanie\")","v":2074.3},2074.3,{"$f":"IFERROR(IF(VLOOKUP(D65,Arkusz!A:H,5,FALSE)=0,IF(H65=\"Na zapytanie\",\"\",\"EUR\"),\"PLN\"),\"\")","v":"PLN"}]
[null,null,null,"F1517MEST",{"$f":"IFERROR(VLOOKUP(D66,Arkusz!A:H,3,FALSE),\"Brak towaru\")","v":"17Ux600x500 SZAFKA WISZĄCA ZEWNĘTRZNA IP 65 - dodatkowy dach"},{"$f":"IFERROR(VLOOKUP(D66,Arkusz!A:H,6,FALSE),\"-\")","v":"TECNOSTEEL"},0.0,{"$f":"IFERROR(IF(VLOOKUP(D66,Arkusz!A:K,5,FALSE)=0,(IF(VLOOKUP(D66,Arkusz!A:K,11,FALSE)=0,\"Na zapytanie\",VLOOKUP(D66,Arkusz!A:K,11,FALSE))),(VLOOKUP(D66,Arkusz!A:K,5,FALSE))),\"Na zapytanie\")","v":2518.79},2518.79,{"$f":"IFERROR(IF(VLOOKUP(D66,Arkusz!A:H,5,FALSE)=0,IF(H66=\"Na zapytanie\",\"\",\"EUR\"),\"PLN\"),\"\")","v":"PLN"}]
[null,null,null,"F1813",{"$f":"IFERROR(VLOOKUP(D67,Arkusz!A:H,3,FALSE),\"Brak towaru\")","v":"13Ux600x600 SZAFKA WISZĄCA IP 55 - drzwi przednie szklane"},{"$f":"IFERROR(VLOOKUP(D67,Arkusz!A:H,6,FALSE),\"-\")","v":"TECNOSTEEL"},0.0,{"$f":"IFERROR(IF(VLOOKUP(D67,Arkusz!A:K,5,FALSE)=0,(IF(VLOOKUP(D67,Arkusz!A:K,11,FALSE)=0,\"Na zapytanie\",VLOOKUP(D67,Arkusz!A:K,11,FALSE))),(VLOOKUP(D67,Arkusz!A:K,5,FALSE))),\"Na zapytanie\")","v":2417.42},2417.42,{"$f":"IFERROR(IF(VLOOKUP(D67,Arkusz!A:H,5,FALSE)=0,IF(H67=\"Na zapytanie\",\"\",\"EUR\"),\"PLN\"),\"\")","v":"PLN"}]
[null,null,null,"F1813M",{"$f":"IFERROR(VLOOKUP(D68,Arkusz!A:H,3,FALSE),\"Brak towaru\")","v":"13Ux600x600 SZAFKA WISZĄCA IP 65 – drzwi przednie pełne"},{"$f":"IFERROR(VLOOKUP(D68,Arkusz!A:H,6,FALSE),\"-\")","v":"TECNOSTEEL"},0.0,{"$f":"IFERROR(IF(VLOOKUP(D68,Arkusz!A:K,5,FALSE)=0,(IF(VLOOKUP(D68,Arkusz!A:K,11,FALSE)=0,\"Na zapytanie\",VLOOKUP(D68,Arkusz!A:K,11,FALSE))),(VLOOKUP(D68,Arkusz!A:K,5,FALSE))),\"Na zapytanie\")","v":2011.92},2011.92,{"$f":"IFERROR(IF(VLOOKUP(D68,Arkusz!A:H,5,FALSE)=0,IF(H68=\"Na zapytanie\",\"\",\"EUR\"),\"PLN\"),\"\")","v":"PLN"}]
[null,null,null,"F1813MEST",{"$f":"IFERROR(VLOOKUP(D69,Arkusz!A:H,3,FALSE),\"Brak towaru\")","v":"13Ux600x600 SZAFKA WISZĄCA ZEWNĘTRZNA IP65 - dodatkowy dach"},{"$f":"IFERROR(VLOOKUP(D69,Arkusz!A:H,6,FALSE),\"-\")","v":"TECNOSTEEL"},0.0,{"$f":"IFERROR(IF(VLOOKUP(D69,Arkusz!A:K,5,FALSE)=0,(IF(VLOOKUP(D69,Arkusz!A:K,11,FALSE)=0,\"Na zapytanie\",VLOOKUP(D69,Arkusz!A:K,11,FALSE))),(VLOOKUP(D69,Arkusz!A:K,5,FALSE))),\"Na zapytanie\")","v":2807.32},2807.32,{"$f":"IFERROR(IF(VLOOKUP(D69,Arkusz!A:H,5,FALSE)=0,IF(H69=\"Na zapytanie\",\"\",\"EUR\"),\"PLN\"),\"\")","v":"PLN"}]
[null,null,null,"F1817",{"$f":"IFERROR(VLOOKUP(D70,Arkusz!A:H,3,FALSE),\"Brak towaru\")","v":"17Ux600x600 SZAFKA WISZĄCA IP55 - drzwi przednie szklane"},{"$f":"IFERROR(VLOOKUP(D70,Arkusz!A:H,6,FALSE),\"-\")","v":"TECNOSTEEL"},0.0,{"$f":"IFERROR(IF(VLOOKUP(D70,Arkusz!A:K,5,FALSE)=0,(IF(VLOOKUP(D70,Arkusz!A:K,11,FALSE)=0,\"Na zapytanie\",VLOOKUP(D70,Arkusz!A:K,11,FALSE))),(VLOOKUP(D70,Arkusz!A:K,5,FALSE))),\"Na zapytanie\")","v":2713.75},2713.75,{"$f":"IFERROR(IF(VLOOKUP(D70,Arkusz!A:H,5,FALSE)=0,IF(H70=\"Na zapytanie\",\"\",\"EUR\"),\"PLN\"),\"\")","v":"PLN"}]
[null,null,null,"F1817M",{"$f":"IFERROR(VLOOKUP(D71,Arkusz!A:H,3,FALSE),\"Brak towaru\")","v":"17Ux600x600 SZAFKA WISZĄCA IP65 - drzwi przednie pełne"},{"$f":"IFERROR(VLOOKUP(D71,Arkusz!A:H,6,FALSE),\"-\")","v":"TECNOSTEEL"},0.0,{"$f":"IFERROR(IF(VLOOKUP(D71,Arkusz!A:K,5,FALSE)=0,(IF(VLOOKUP(D71,Arkusz!A:K,11,FALSE)=0,\"Na zapytanie\",VLOOKUP(D71,Arkusz!A:K,11,FALSE))),(VLOOKUP(D71,Arkusz!A:K,5,FALSE))),\"Na zapytanie\")","v":2323.84},2323.84,{"$f":"IFERROR(IF(VLOOKUP(D71,Arkusz!A:H,5,FALSE)=0,IF(H71=\"Na zapytanie\",\"\",\"EUR\"),\"PLN\"),\"\")","v":"PLN"}]
[null,null,null,"F1817MEST",{"$f":"IFERROR(VLOOKUP(D72,Arkusz!A:H,3,FALSE),\"Brak towaru\")","v":"17Ux600x600 SZAFKA WISZĄCA ZEWNĘTRZNA IP65 - dodatkowy dach"},{"$f":"IFERROR(VLOOKUP(D72,Arkusz!A:H,6,FALSE),\"-\")","v":"TECNOSTEEL"},0.0,{"$f":"IFERROR(IF(VLOOKUP(D72,Arkusz!A:K,5,FALSE)=0,(IF(VLOOKUP(D72,Arkusz!A:K,11,FALSE)=0,\"Na zapytanie\",VLOOKUP(D72,Arkusz!A:K,11,FALSE))),(VLOOKUP(D72,Arkusz!A:K,5,FALSE))),\"Na zapytanie\")","v":3158.24},3158.24,{"$f":"IFERROR(IF(VLOOKUP(D72,Arkusz!A:H,5,FALSE)=0,IF(H72=\"Na zapytanie\",\"\",\"EUR\"),\"PLN\"),\"\")","v":"PLN"}]
[null,null,null,"F1820",{"$f":"IFERROR(VLOOKUP(D73,Arkusz!A:H,3,FALSE),\"Brak towaru\")","v":"20Ux600x600 SZAFKA WISZĄCA IP55 - drzwi przednie szklane"},{"$f":"IFERROR(VLOOKUP(D73,Arkusz!A:H,6,FALSE),\"-\")","v":"TECNOSTEEL"},0.0,{"$f":"IFERROR(IF(VLOOKUP(D73,Arkusz!A:K,5,FALSE)=0,(IF(VLOOKUP(D73,Arkusz!A:K,11,FALSE)=0,\"Na zapytanie\",VLOOKUP(D73,Arkusz!A:K,11,FALSE))),(VLOOKUP(D73,Arkusz!A:K,5,FALSE))),\"Na zapytanie\")","v":3789.89},3789.89,{"$f":"IFERROR(IF(VLOOKUP(D73,Arkusz!A:H,5,FALSE)=0,IF(H73=\"Na zapytanie\",\"\",\"EUR\"),\"PLN\"),\"\")","v":"PLN"}]
[null,null,null,"F1820M",{"$f":"IFERROR(VLOOKUP(D74,Arkusz!A:H,3,FALSE),\"Brak towaru\")","v":"20Ux600x600 SZAFKA WISZĄCA IP65 - drzwi przednie pełne"},{"$f":"IFERROR(VLOOKUP(D74,Arkusz!A:H,6,FALSE),\"-\")","v":"TECNOSTEEL"},0.0,{"$f":"IFERROR(IF(VLOOKUP(D74,Arkusz!A:K,5,FALSE)=0,(IF(VLOOKUP(D74,Arkusz!A:K,11,FALSE)=0,\"Na zapytanie\",VLOOKUP(D74,Arkusz!A:K,11,FALSE))),(VLOOKUP(D74,Arkusz!A:K,5,FALSE))),\"Na zapytanie\")","v":3166.04},3166.04,{"$f":"IFERROR(IF(VLOOKUP(D74,Arkusz!A:H,5,FALSE)=0,IF(H74=\"Na zapytanie\",\"\",\"EUR\"),\"PLN\"),\"\")","v":"PLN"}]
[null,null,null,"F1820MEST",{"$f":"IFERROR(VLOOKUP(D75,Arkusz!A:H,3,FALSE),\"Brak towaru\")","v":"20Ux600x600 SZAFKA WISZĄCA ZEWNĘTRZNA IP65 - dodatkowy dach"},{"$f":"IFERROR(VLOOKUP(D75,Arkusz!A:H,6,FALSE),\"-\")","v":"TECNOSTEEL"},0.0,{"$f":"IFERROR(IF(VLOOKUP(D75,Arkusz!A:K,5,FALSE)=0,(IF(VLOOKUP(D75,Arkusz!A:K,11,FALSE)=0,\"Na zapytanie\",VLOOKUP(D75,Arkusz!A:K,11,FALSE))),(VLOOKUP(D75,Arkusz!A:K,5,FALSE))),\"Na zapytanie\")","v":4164.2},4164.2,{"$f":"IFERROR(IF(VLOOKUP(D75,Arkusz!A:H,5,FALSE)=0,IF(H75=\"Na zapytanie\",\"\",\"EUR\"),\"PLN\"),\"\")","v":"PLN"}]
[null,"Akcesoria do szaf IP"]
[null,null,null,"F1540",{"$f":"IFERROR(VLOOKUP(D77,Arkusz!A:H,3,FALSE),\"Brak towaru\")","v":"FILTR POWIETRZA IP55 148,5x148,5 mm"},{"$f":"IFERROR(VLOOKUP(D77,Arkusz!A:H,6,FALSE),\"-\")","v":"TECNOSTEEL"},0.0,{"$f":"IFERROR(IF(VLOOKUP(D77,Arkusz!A:K,5,FALSE)=0,(IF(VLOOKUP(D77,Arkusz!A:K,11,FALSE)=0,\"Na zapytanie\",VLOOKUP(D77,Arkusz!A:K,11,FALSE))),(VLOOKUP(D77,Arkusz!A:K,5,FALSE))),\"Na zapytanie\")","v":176.15},{"$f":"IFERROR(IF(H77=\"Na zapytanie\",\"\",H77*(1-G77)),\"\")","v":176.15},{"$f":"IFERROR(IF(VLOOKUP(D77,Arkusz!A:H,5,FALSE)=0,IF(H77=\"Na zapytanie\",\"\",\"EUR\"),\"PLN\"),\"\")","v":"PLN"}]
[null,null,null,"F1541",{"$f":"IFERROR(VLOOKUP(D78,Arkusz!A:H,3,FALSE),\"Brak towaru\")","v":"Zestaw wentylacyjny szafki IP"},{"$f":"IFERROR(VLOOKUP(D78,Arkusz!A:H,6,FALSE),\"-\")","v":"TECNOSTEEL"},0.0,{"$f":"IFERROR(IF(VLOOKUP(D78,Arkusz!A:K,5,FALSE)=0,(IF(VLOOKUP(D78,Arkusz!A:K,11,FALSE)=0,\"Na zapytanie\",VLOOKUP(D78,Arkusz!A:K,11,FALSE))),(VLOOKUP(D78,Arkusz!A:K,5,FALSE))),\"Na zapytanie\")","v":508.37},508.37,{"$f":"IFERROR(IF(VLOOKUP(D78,Arkusz!A:H,5,FALSE)=0,IF(H78=\"Na zapytanie\",\"\",\"EUR\"),\"PLN\"),\"\")","v":"PLN"}]
[null,null,null,"F1544",{"$f":"IFERROR(VLOOKUP(D79,Arkusz!A:H,3,FALSE),\"Brak towaru\")","v":"FILTR POWIETRZA IP55 320x320 mm"},{"$f":"IFERROR(VLOOKUP(D79,Arkusz!A:H,6,FALSE),\"-\")","v":"TECNOSTEEL"},0.0,{"$f":"IFERROR(IF(VLOOKUP(D79,Arkusz!A:K,5,FALSE)=0,(IF(VLOOKUP(D79,Arkusz!A:K,11,FALSE)=0,\"Na zapytanie\",VLOOKUP(D79,Arkusz!A:K,11,FALSE))),(VLOOKUP(D79,Arkusz!A:K,5,FALSE))),\"Na zapytanie\")","v":339.43},339.43,{"$f":"IFERROR(IF(VLOOKUP(D79,Arkusz!A:H,5,FALSE)=0,IF(H79=\"Na zapytanie\",\"\",\"EUR\"),\"PLN\"),\"\")","v":"PLN"}]
[null,null,null,"F1545",{"$f":"IFERROR(VLOOKUP(D80,Arkusz!A:H,3,FALSE),\"Brak towaru\")","v":"WENTYLATOR IP55 520mc/h 320x320 mm"},{"$f":"IFERROR(VLOOKUP(D80,Arkusz!A:H,6,FALSE),\"-\")","v":"TECNOSTEEL"},0.0,{"$f":"IFERROR(IF(VLOOKUP(D80,Arkusz!A:K,5,FALSE)=0,(IF(VLOOKUP(D80,Arkusz!A:K,11,FALSE)=0,\"Na zapytanie\",VLOOKUP(D80,Arkusz!A:K,11,FALSE))),(VLOOKUP(D80,Arkusz!A:K,5,FALSE))),\"Na zapytanie\")","v":1362.43},1362.43,{"$f":"IFERROR(IF(VLOOKUP(D80,Arkusz!A:H,5,FALSE)=0,IF(H80=\"Na zapytanie\",\"\",\"EUR\"),\"PLN\"),\"\")","v":"PLN"}]
[null,null,null,"F5532",{"$f":"IFERROR(VLOOKUP(D81,Arkusz!A:H,3,FALSE),\"Brak towaru\")","v":"FILTR POWIETRZA IP55 204x204 mm"},{"$f":"IFERROR(VLOOKUP(D81,Arkusz!A:H,6,FALSE),\"-\")","v":"TECNOSTEEL"},0.0,{"$f":"IFERROR(IF(VLOOKUP(D81,Arkusz!A:K,5,FALSE)=0,(IF(VLOOKUP(D81,Arkusz!A:K,11,FALSE)=0,\"Na zapytanie\",VLOOKUP(D81,Arkusz!A:K,11,FALSE))),(VLOOKUP(D81,Arkusz!A:K,5,FALSE))),\"Na zapytanie\")","v":199.33},199.33,{"$f":"IFERROR(IF(VLOOKUP(D81,Arkusz!A:H,5,FALSE)=0,IF(H81=\"Na zapytanie\",\"\",\"EUR\"),\"PLN\"),\"\")","v":"PLN"}]
[null,null,null,"F5531",{"$f":"IFERROR(VLOOKUP(D82,Arkusz!A:H,3,FALSE),\"Brak towaru\")","v":"WENTYLATOR IP55 140mc/h 204x204 mm"},{"$f":"IFERROR(VLOOKUP(D82,Arkusz!A:H,6,FALSE),\"-\")","v":"TECNOSTEEL"},0.0,{"$f":"IFERROR(IF(VLOOKUP(D82,Arkusz!A:K,5,FALSE)=0,(IF(VLOOKUP(D82,Arkusz!A:K,11,FALSE)=0,\"Na zapytanie\",VLOOKUP(D82,Arkusz!A:K,11,FALSE))),(VLOOKUP(D82,Arkusz!A:K,5,FALSE))),\"Na zapytanie\")","v":609.42},609.42,{"$f":"IFERROR(IF(VLOOKUP(D82,Arkusz!A:H,5,FALSE)=0,IF(H82=\"Na zapytanie\",\"\",\"EUR\"),\"PLN\"),\"\")","v":"PLN"}]
[null,null,null,"F1546",{"$f":"IFERROR(VLOOKUP(D83,Arkusz!A:H,3,FALSE),\"Brak towaru\")","v":"GRZAŁKA 50W"},{"$f":"IFERROR(VLOOKUP(D83,Arkusz!A:H,6,FALSE),\"-\")","v":"TECNOSTEEL"},0.0,{"$f":"IFERROR(IF(VLOOKUP(D83,Arkusz!A:K,5,FALSE)=0,(IF(VLOOKUP(D83,Arkusz!A:K,11,FALSE)=0,\"Na zapytanie\",VLOOKUP(D83,Arkusz!A:K,11,FALSE))),(VLOOKUP(D83,Arkusz!A:K,5,FALSE))),\"Na zapytanie\")","v":382.59},382.59,{"$f":"IFERROR(IF(VLOOKUP(D83,Arkusz!A:H,5,FALSE)=0,IF(H83=\"Na zapytanie\",\"\",\"EUR\"),\"PLN\"),\"\")","v":"PLN"}]
[null,null,null,"F9272",{"$f":"IFERROR(VLOOKUP(D84,Arkusz!A:H,3,FALSE),\"Brak towaru\")","v":"TERMOSTAT DO PANELI WENTYLACYJNYCH"},{"$f":"IFERROR(VLOOKUP(D84,Arkusz!A:H,6,FALSE),\"-\")","v":"TECNOSTEEL"},0.0,{"$f":"IFERROR(IF(VLOOKUP(D84,Arkusz!A:K,5,FALSE)=0,(IF(VLOOKUP(D84,Arkusz!A:K,11,FALSE)=0,\"Na zapytanie\",VLOOKUP(D84,Arkusz!A:K,11,FALSE))),(VLOOKUP(D84,Arkusz!A:K,5,FALSE))),\"Na zapytanie\")","v":115.27},115.27,{"$f":"IFERROR(IF(VLOOKUP(D84,Arkusz!A:H,5,FALSE)=0,IF(H84=\"Na zapytanie\",\"\",\"EUR\"),\"PLN\"),\"\")","v":"PLN"}]
[null,null,null,"F9214",{"$f":"IFERROR(VLOOKUP(D85,Arkusz!A:H,3,FALSE),\"Brak towaru\")","v":"PODWÓJNY TERMOSTAT DLA WENTYLATORA I HIGROSTATU"},{"$f":"IFERROR(VLOOKUP(D85,Arkusz!A:H,6,FALSE),\"-\")","v":"TECNOSTEEL"},0.0,{"$f":"IFERROR(IF(VLOOKUP(D85,Arkusz!A:K,5,FALSE)=0,(IF(VLOOKUP(D85,Arkusz!A:K,11,FALSE)=0,\"Na zapytanie\",VLOOKUP(D85,Arkusz!A:K,11,FALSE))),(VLOOKUP(D85,Arkusz!A:K,5,FALSE))),\"Na zapytanie\")","v":271.3},271.3,{"$f":"IFERROR(IF(VLOOKUP(D85,Arkusz!A:H,5,FALSE)=0,IF(H85=\"Na zapytanie\",\"\",\"EUR\"),\"PLN\"),\"\")","v":"PLN"}]
[null,null,null,"F8740",{"$f":"IFERROR(VLOOKUP(D86,Arkusz!A:H,3,FALSE),\"Brak towaru\")","v":"COKÓŁ DO SZAF IP 100x600x600 mm"},{"$f":"IFERROR(VLOOKUP(D86,Arkusz!A:H,6,FALSE),\"-\")","v":"TECNOSTEEL"},0.0,{"$f":"IFERROR(IF(VLOOKUP(D86,Arkusz!A:K,5,FALSE)=0,(IF(VLOOKUP(D86,Arkusz!A:K,11,FALSE)=0,\"Na zapytanie\",VLOOKUP(D86,Arkusz!A:K,11,FALSE))),(VLOOKUP(D86,Arkusz!A:K,5,FALSE))),\"Na zapytanie\")","v":405.13},405.13,{"$f":"IFERROR(IF(VLOOKUP(D86,Arkusz!A:H,5,FALSE)=0,IF(H86=\"Na zapytanie\",\"\",\"EUR\"),\"PLN\"),\"\")","v":"PLN"}]
[null,null,null,"F8741",{"$f":"IFERROR(VLOOKUP(D87,Arkusz!A:H,3,FALSE),\"Brak towaru\")","v":"COKÓŁ DO SZAF IP 100x600x800 i 100x800x600 mm"},{"$f":"IFERROR(VLOOKUP(D87,Arkusz!A:H,6,FALSE),\"-\")","v":"TECNOSTEEL"},0.0,{"$f":"IFERROR(IF(VLOOKUP(D87,Arkusz!A:K,5,FALSE)=0,(IF(VLOOKUP(D87,Arkusz!A:K,11,FALSE)=0,\"Na zapytanie\",VLOOKUP(D87,Arkusz!A:K,11,FALSE))),(VLOOKUP(D87,Arkusz!A:K,5,FALSE))),\"Na zapytanie\")","v":433.29},433.29,{"$f":"IFERROR(IF(VLOOKUP(D87,Arkusz!A:H,5,FALSE)=0,IF(H87=\"Na zapytanie\",\"\",\"EUR\"),\"PLN\"),\"\")","v":"PLN"}]
[null,null,null,"F8743",{"$f":"IFERROR(VLOOKUP(D88,Arkusz!A:H,3,FALSE),\"Brak towaru\")","v":"COKÓŁ DO SZAF IP 100x800x800 mm"},{"$f":"IFERROR(VLOOKUP(D88,Arkusz!A:H,6,FALSE),\"-\")","v":"TECNOSTEEL"},0.0,{"$f":"IFERROR(IF(VLOOKUP(D88,Arkusz!A:K,5,FALSE)=0,(IF(VLOOKUP(D88,Arkusz!A:K,11,FALSE)=0,\"Na zapytanie\",VLOOKUP(D88,Arkusz!A:K,11,FALSE))),(VLOOKUP(D88,Arkusz!A:K,5,FALSE))),\"Na zapytanie\")","v":461.44},461.44,{"$f":"IFERROR(IF(VLOOKUP(D88,Arkusz!A:H,5,FALSE)=0,IF(H88=\"Na zapytanie\",\"\",\"EUR\"),\"PLN\"),\"\")","v":"PLN"}]
[null,null,null,"F8745",{"$f":"IFERROR(VLOOKUP(D89,Arkusz!A:H,3,FALSE),\"Brak towaru\")","v":"COKÓŁ DO SZAF IP 100x800x1000 mm"},{"$f":"IFERROR(VLOOKUP(D89,Arkusz!A:H,6,FALSE),\"-\")","v":"TECNOSTEEL"},0.0,{"$f":"IFERROR(IF(VLOOKUP(D89,Arkusz!A:K,5,FALSE)=0,(IF(VLOOKUP(D89,Arkusz!A:K,11,FALSE)=0,\"Na zapytanie\",VLOOKUP(D89,Arkusz!A:K,11,FALSE))),(VLOOKUP(D89,Arkusz!A:K,5,FALSE))),\"Na zapytanie\")","v":547.47},547.47,{"$f":"IFERROR(IF(VLOOKUP(D89,Arkusz!A:H,5,FALSE)=0,IF(H89=\"Na zapytanie\",\"\",\"EUR\"),\"PLN\"),\"\")","v":"PLN"}]
[null,null,null,"F8746",{"$f":"IFERROR(VLOOKUP(D90,Arkusz!A:H,3,FALSE),\"Brak towaru\")","v":"COKÓŁ DO SZAF IP 100x600x1000 mm"},{"$f":"IFERROR(VLOOKUP(D90,Arkusz!A:H,6,FALSE),\"-\")","v":"TECNOSTEEL"},0.0,{"$f":"IFERROR(IF(VLOOKUP(D90,Arkusz!A:K,5,FALSE)=0,(IF(VLOOKUP(D90,Arkusz!A:K,11,FALSE)=0,\"Na zapytanie\",VLOOKUP(D90,Arkusz!A:K,11,FALSE))),(VLOOKUP(D90,Arkusz!A:K,5,FALSE))),\"Na zapytanie\")","v":516.19},516.19,{"$f":"IFERROR(IF(VLOOKUP(D90,Arkusz!A:H,5,FALSE)=0,IF(H90=\"Na zapytanie\",\"\",\"EUR\"),\"PLN\"),\"\")","v":"PLN"}]
[null,null,null,"F8747",{"$f":"IFERROR(VLOOKUP(D91,Arkusz!A:H,3,FALSE),\"Brak towaru\")","v":"COKÓŁ DO SZAF IP 200x800x800 mm"},{"$f":"IFERROR(VLOOKUP(D91,Arkusz!A:H,6,FALSE),\"-\")","v":"TECNOSTEEL"},0.0,{"$f":"IFERROR(IF(VLOOKUP(D91,Arkusz!A:K,5,FALSE)=0,(IF(VLOOKUP(D91,Arkusz!A:K,11,FALSE)=0,\"Na zapytanie\",VLOOKUP(D91,Arkusz!A:K,11,FALSE))),(VLOOKUP(D91,Arkusz!A:K,5,FALSE))),\"Na zapytanie\")","v":1032.38},1032.38,{"$f":"IFERROR(IF(VLOOKUP(D91,Arkusz!A:H,5,FALSE)=0,IF(H91=\"Na zapytanie\",\"\",\"EUR\"),\"PLN\"),\"\")","v":"PLN"}]
[null,null,null,"F8750",{"$f":"IFERROR(VLOOKUP(D92,Arkusz!A:H,3,FALSE),\"Brak towaru\")","v":"Zestaw do mocowania szafek IP na ścianie"},{"$f":"IFERROR(VLOOKUP(D92,Arkusz!A:H,6,FALSE),\"-\")","v":"TECNOSTEEL"},0.0,{"$f":"IFERROR(IF(VLOOKUP(D92,Arkusz!A:K,5,FALSE)=0,(IF(VLOOKUP(D92,Arkusz!A:K,11,FALSE)=0,\"Na zapytanie\",VLOOKUP(D92,Arkusz!A:K,11,FALSE))),(VLOOKUP(D92,Arkusz!A:K,5,FALSE))),\"Na zapytanie\")","v":51.62},51.62,{"$f":"IFERROR(IF(VLOOKUP(D92,Arkusz!A:H,5,FALSE)=0,IF(H92=\"Na zapytanie\",\"\",\"EUR\"),\"PLN\"),\"\")","v":"PLN"}]
[null,null,null,"F8751",{"$f":"IFERROR(VLOOKUP(D93,Arkusz!A:H,3,FALSE),\"Brak towaru\")","v":"Zestaw do mocowania szafek IP na słupie"},{"$f":"IFERROR(VLOOKUP(D93,Arkusz!A:H,6,FALSE),\"-\")","v":"TECNOSTEEL"},0.0,{"$f":"IFERROR(IF(VLOOKUP(D93,Arkusz!A:K,5,FALSE)=0,(IF(VLOOKUP(D93,Arkusz!A:K,11,FALSE)=0,\"Na zapytanie\",VLOOKUP(D93,Arkusz!A:K,11,FALSE))),(VLOOKUP(D93,Arkusz!A:K,5,FALSE))),\"Na zapytanie\")","v":336.21},336.21,{"$f":"IFERROR(IF(VLOOKUP(D93,Arkusz!A:H,5,FALSE)=0,IF(H93=\"Na zapytanie\",\"\",\"EUR\"),\"PLN\"),\"\")","v":"PLN"}]
[null,null,null,"F1550",{"$f":"IFERROR(VLOOKUP(D94,Arkusz!A:H,3,FALSE),\"Brak towaru\")","v":"DADATKOWY DACH DO SZAFEK IP O GŁ. 400 mm"},{"$f":"IFERROR(VLOOKUP(D94,Arkusz!A:H,6,FALSE),\"-\")","v":"TECNOSTEEL"},0.0,{"$f":"IFERROR(IF(VLOOKUP(D94,Arkusz!A:K,5,FALSE)=0,(IF(VLOOKUP(D94,Arkusz!A:K,11,FALSE)=0,\"Na zapytanie\",VLOOKUP(D94,Arkusz!A:K,11,FALSE))),(VLOOKUP(D94,Arkusz!A:K,5,FALSE))),\"Na zapytanie\")","v":406.91},406.91,{"$f":"IFERROR(IF(VLOOKUP(D94,Arkusz!A:H,5,FALSE)=0,IF(H94=\"Na zapytanie\",\"\",\"EUR\"),\"PLN\"),\"\")","v":"PLN"}]
[null,null,null,"F1551",{"$f":"IFERROR(VLOOKUP(D95,Arkusz!A:H,3,FALSE),\"Brak towaru\")","v":"DADATKOWY DACH DO SZAFEK IP O GŁ. 500 mm"},{"$f":"IFERROR(VLOOKUP(D95,Arkusz!A:H,6,FALSE),\"-\")","v":"TECNOSTEEL"},0.0,{"$f":"IFERROR(IF(VLOOKUP(D95,Arkusz!A:K,5,FALSE)=0,(IF(VLOOKUP(D95,Arkusz!A:K,11,FALSE)=0,\"Na zapytanie\",VLOOKUP(D95,Arkusz!A:K,11,FALSE))),(VLOOKUP(D95,Arkusz!A:K,5,FALSE))),\"Na zapytanie\")","v":438.23},438.23,{"$f":"IFERROR(IF(VLOOKUP(D95,Arkusz!A:H,5,FALSE)=0,IF(H95=\"Na zapytanie\",\"\",\"EUR\"),\"PLN\"),\"\")","v":"PLN"}]
[null,null,null,"F1552",{"$f":"IFERROR(VLOOKUP(D96,Arkusz!A:H,3,FALSE),\"Brak towaru\")","v":"DADATKOWY DACH DO SZAFEK IP O GŁ. 600 mm"},{"$f":"IFERROR(VLOOKUP(D96,Arkusz!A:H,6,FALSE),\"-\")","v":"TECNOSTEEL"},0.0,{"$f":"IFERROR(IF(VLOOKUP(D96,Arkusz!A:K,5,FALSE)=0,(IF(VLOOKUP(D96,Arkusz!A:K,11,FALSE)=0,\"Na zapytanie\",VLOOKUP(D96,Arkusz!A:K,11,FALSE))),(VLOOKUP(D96,Arkusz!A:K,5,FALSE))),\"Na zapytanie\")","v":454.48},454.48,{"$f":"IFERROR(IF(VLOOKUP(D96,Arkusz!A:H,5,FALSE)=0,IF(H96=\"Na zapytanie\",\"\",\"EUR\"),\"PLN\"),\"\")","v":"PLN"}]
[null,null,null,"F9460",{"$f":"IFERROR(VLOOKUP(D97,Arkusz!A:H,3,FALSE),\"Brak towaru\")","v":"Prostokątny przepust kablowy IP65 - 22 otwory dla kabli o średnicy 3-12,5 mm do szaf IP"},{"$f":"IFERROR(VLOOKUP(D97,Arkusz!A:H,6,FALSE),\"-\")","v":"TECNOSTEEL"},0.0,{"$f":"IFERROR(IF(VLOOKUP(D97,Arkusz!A:K,5,FALSE)=0,(IF(VLOOKUP(D97,Arkusz!A:K,11,FALSE)=0,\"Na zapytanie\",VLOOKUP(D97,Arkusz!A:K,11,FALSE))),(VLOOKUP(D97,Arkusz!A:K,5,FALSE))),\"Na zapytanie\")","v":469.26},469.26,{"$f":"IFERROR(IF(VLOOKUP(D97,Arkusz!A:H,5,FALSE)=0,IF(H97=\"Na zapytanie\",\"\",\"EUR\"),\"PLN\"),\"\")","v":"PLN"}]
[null,null,null,"F9461",{"$f":"IFERROR(VLOOKUP(D98,Arkusz!A:H,3,FALSE),\"Brak towaru\")","v":"Okrągły przepust kablowy IP65 - 19 otworów dla kabli o średnicy 3-5 mm do szaf IP"},{"$f":"IFERROR(VLOOKUP(D98,Arkusz!A:H,6,FALSE),\"-\")","v":"TECNOSTEEL"},0.0,{"$f":"IFERROR(IF(VLOOKUP(D98,Arkusz!A:K,5,FALSE)=0,(IF(VLOOKUP(D98,Arkusz!A:K,11,FALSE)=0,\"Na zapytanie\",VLOOKUP(D98,Arkusz!A:K,11,FALSE))),(VLOOKUP(D98,Arkusz!A:K,5,FALSE))),\"Na zapytanie\")","v":453.62},453.62,{"$f":"IFERROR(IF(VLOOKUP(D98,Arkusz!A:H,5,FALSE)=0,IF(H98=\"Na zapytanie\",\"\",\"EUR\"),\"PLN\"),\"\")","v":"PLN"}]
[null,null,null,"F9462",{"$f":"IFERROR(VLOOKUP(D99,Arkusz!A:H,3,FALSE),\"Brak towaru\")","v":"Okrągły przepust kablowy IP65 - 8 otworów dla kabli o średnicy 3-15,9 mm do szaf IP"},{"$f":"IFERROR(VLOOKUP(D99,Arkusz!A:H,6,FALSE),\"-\")","v":"TECNOSTEEL"},0.0,{"$f":"IFERROR(IF(VLOOKUP(D99,Arkusz!A:K,5,FALSE)=0,(IF(VLOOKUP(D99,Arkusz!A:K,11,FALSE)=0,\"Na zapytanie\",VLOOKUP(D99,Arkusz!A:K,11,FALSE))),(VLOOKUP(D99,Arkusz!A:K,5,FALSE))),\"Na zapytanie\")","v":453.62},453.62,{"$f":"IFERROR(IF(VLOOKUP(D99,Arkusz!A:H,5,FALSE)=0,IF(H99=\"Na zapytanie\",\"\",\"EUR\"),\"PLN\"),\"\")","v":"PLN"}]
[null,null,null,"F9465",{"$f":"IFERROR(VLOOKUP(D100,Arkusz!A:H,3,FALSE),\"Brak towaru\")","v":"Prostokątny przepust kablowy IP65 - 22 otwory dla kabli o średnicy 3-12,5 mm do szafek wiszących IP"},{"$f":"IFERROR(VLOOKUP(D100,Arkusz!A:H,6,FALSE),\"-\")","v":"TECNOSTEEL"},0.0,{"$f":"IFERROR(IF(VLOOKUP(D100,Arkusz!A:K,5,FALSE)=0,(IF(VLOOKUP(D100,Arkusz!A:K,11,FALSE)=0,\"Na zapytanie\",VLOOKUP(D100,Arkusz!A:K,11,FALSE))),(VLOOKUP(D100,Arkusz!A:K,5,FALSE))),\"Na zapytanie\")","v":469.26},469.26,{"$f":"IFERROR(IF(VLOOKUP(D100,Arkusz!A:H,5,FALSE)=0,IF(H100=\"Na zapytanie\",\"\",\"EUR\"),\"PLN\"),\"\")","v":"PLN"}]
[null,null,null,"F9466",{"$f":"IFERROR(VLOOKUP(D101,Arkusz!A:H,3,FALSE),\"Brak towaru\")","v":"Okrągły przepust kablowy IP65 - 19 otworów dla kabli o średnicy 3-5 mm do szafek wiszących IP"},{"$f":"IFERROR(VLOOKUP(D101,Arkusz!A:H,6,FALSE),\"-\")","v":"TECNOSTEEL"},0.0,{"$f":"IFERROR(IF(VLOOKUP(D101,Arkusz!A:K,5,FALSE)=0,(IF(VLOOKUP(D101,Arkusz!A:K,11,FALSE)=0,\"Na zapytanie\",VLOOKUP(D101,Arkusz!A:K,11,FALSE))),(VLOOKUP(D101,Arkusz!A:K,5,FALSE))),\"Na zapytanie\")","v":453.62},453.62,{"$f":"IFERROR(IF(VLOOKUP(D101,Arkusz!A:H,5,FALSE)=0,IF(H101=\"Na zapytanie\",\"\",\"EUR\"),\"PLN\"),\"\")","v":"PLN"}]
[null,null,null,"F9467",{"$f":"IFERROR(VLOOKUP(D102,Arkusz!A:H,3,FALSE),\"Brak towaru\")","v":"Okrągły przepust kablowy IP65 - 8 otworów dla kabli o średnicy 3-15,9 mm do szafek wiszących IP"},{"$f":"IFERROR(VLOOKUP(D102,Arkusz!A:H,6,FALSE),\"-\")","v":"TECNOSTEEL"},0.0,{"$f":"IFERROR(IF(VLOOKUP(D102,Arkusz!A:K,5,FALSE)=0,(IF(VLOOKUP(D102,Arkusz!A:K,11,FALSE)=0,\"Na zapytanie\",VLOOKUP(D102,Arkusz!A:K,11,FALSE))),(VLOOKUP(D102,Arkusz!A:K,5,FALSE))),\"Na zapytanie\")","v":453.62},453.62,{"$f":"IFERROR(IF(VLOOKUP(D102,Arkusz!A:H,5,FALSE)=0,IF(H102=\"Na zapytanie\",\"\",\"EUR\"),\"PLN\"),\"\")","v":"PLN"}]
[null,null,null,"F9530",{"$f":"IFERROR(VLOOKUP(D103,Arkusz!A:H,3,FALSE),\"Brak towaru\")","v":"Chromowany zamek do szaf z klamką i kluczami o nr 333"},{"$f":"IFERROR(VLOOKUP(D103,Arkusz!A:H,6,FALSE),\"-\")","v":"TECNOSTEEL"},0.0,{"$f":"IFERROR(IF(VLOOKUP(D103,Arkusz!A:K,5,FALSE)=0,(IF(VLOOKUP(D103,Arkusz!A:K,11,FALSE)=0,\"Na zapytanie\",VLOOKUP(D103,Arkusz!A:K,11,FALSE))),(VLOOKUP(D103,Arkusz!A:K,5,FALSE))),\"Na zapytanie\")","v":312.84},312.84,{"$f":"IFERROR(IF(VLOOKUP(D103,Arkusz!A:H,5,FALSE)=0,IF(H103=\"Na zapytanie\",\"\",\"EUR\"),\"PLN\"),\"\")","v":"PLN"}]
[null,null,null,"F9495",{"$f":"IFERROR(VLOOKUP(D104,Arkusz!A:H,3,FALSE),\"Brak towaru\")","v":"Chromowana klamka z wkładką o unikatowym nr klucza"},{"$f":"IFERROR(VLOOKUP(D104,Arkusz!A:H,6,FALSE),\"-\")","v":"TECNOSTEEL"},0.0,{"$f":"IFERROR(IF(VLOOKUP(D104,Arkusz!A:K,5,FALSE)=0,(IF(VLOOKUP(D104,Arkusz!A:K,11,FALSE)=0,\"Na zapytanie\",VLOOKUP(D104,Arkusz!A:K,11,FALSE))),(VLOOKUP(D104,Arkusz!A:K,5,FALSE))),\"Na zapytanie\")","v":179.88},179.88,{"$f":"IFERROR(IF(VLOOKUP(D104,Arkusz!A:H,5,FALSE)=0,IF(H104=\"Na zapytanie\",\"\",\"EUR\"),\"PLN\"),\"\")","v":"PLN"}]
[null,null,null,"F9496",{"$f":"IFERROR(VLOOKUP(D105,Arkusz!A:H,3,FALSE),\"Brak towaru\")","v":"Chromowana klamka z wkładką FIAT"},{"$f":"IFERROR(VLOOKUP(D105,Arkusz!A:H,6,FALSE),\"-\")","v":"TECNOSTEEL"},0.0,{"$f":"IFERROR(IF(VLOOKUP(D105,Arkusz!A:K,5,FALSE)=0,(IF(VLOOKUP(D105,Arkusz!A:K,11,FALSE)=0,\"Na zapytanie\",VLOOKUP(D105,Arkusz!A:K,11,FALSE))),(VLOOKUP(D105,Arkusz!A:K,5,FALSE))),\"Na zapytanie\")","v":179.88},179.88,{"$f":"IFERROR(IF(VLOOKUP(D105,Arkusz!A:H,5,FALSE)=0,IF(H105=\"Na zapytanie\",\"\",\"EUR\"),\"PLN\"),\"\")","v":"PLN"}]
[null,null,null,"F9497",{"$f":"IFERROR(VLOOKUP(D106,Arkusz!A:H,3,FALSE),\"Brak towaru\")","v":"Chromowana klamka z podwójną wkładką"},{"$f":"IFERROR(VLOOKUP(D106,Arkusz!A:H,6,FALSE),\"-\")","v":"TECNOSTEEL"},0.0,{"$f":"IFERROR(IF(VLOOKUP(D106,Arkusz!A:K,5,FALSE)=0,(IF(VLOOKUP(D106,Arkusz!A:K,11,FALSE)=0,\"Na zapytanie\",VLOOKUP(D106,Arkusz!A:K,11,FALSE))),(VLOOKUP(D106,Arkusz!A:K,5,FALSE))),\"Na zapytanie\")","v":179.88},179.88,{"$f":"IFERROR(IF(VLOOKUP(D106,Arkusz!A:H,5,FALSE)=0,IF(H106=\"Na zapytanie\",\"\",\"EUR\"),\"PLN\"),\"\")","v":"PLN"}]
[null,null,null,"F9498",{"$f":"IFERROR(VLOOKUP(D107,Arkusz!A:H,3,FALSE),\"Brak towaru\")","v":"Chromowana klamka z wkładką typu kwadrat"},{"$f":"IFERROR(VLOOKUP(D107,Arkusz!A:H,6,FALSE),\"-\")","v":"TECNOSTEEL"},0.0,{"$f":"IFERROR(IF(VLOOKUP(D107,Arkusz!A:K,5,FALSE)=0,(IF(VLOOKUP(D107,Arkusz!A:K,11,FALSE)=0,\"Na zapytanie\",VLOOKUP(D107,Arkusz!A:K,11,FALSE))),(VLOOKUP(D107,Arkusz!A:K,5,FALSE))),\"Na zapytanie\")","v":179.88},179.88,{"$f":"IFERROR(IF(VLOOKUP(D107,Arkusz!A:H,5,FALSE)=0,IF(H107=\"Na zapytanie\",\"\",\"EUR\"),\"PLN\"),\"\")","v":"PLN"}]
[null,null,null,"F9499",{"$f":"IFERROR(VLOOKUP(D108,Arkusz!A:H,3,FALSE),\"Brak towaru\")","v":"Chromowana klamka z wkładką typu trójkąt"},{"$f":"IFERROR(VLOOKUP(D108,Arkusz!A:H,6,FALSE),\"-\")","v":"TECNOSTEEL"},0.0,{"$f":"IFERROR(IF(VLOOKUP(D108,Arkusz!A:K,5,FALSE)=0,(IF(VLOOKUP(D108,Arkusz!A:K,11,FALSE)=0,\"Na zapytanie\",VLOOKUP(D108,Arkusz!A:K,11,FALSE))),(VLOOKUP(D108,Arkusz!A:K,5,FALSE))),\"Na zapytanie\")","v":179.88},179.88,{"$f":"IFERROR(IF(VLOOKUP(D108,Arkusz!A:H,5,FALSE)=0,IF(H108=\"Na zapytanie\",\"\",\"EUR\"),\"PLN\"),\"\")","v":"PLN"}]

{"sheet":"Telekomunikacja","index":11,"n_rows":122,"n_cols":10,"rows_kept":122,"cut":false,"hidden":false,"merged":[[0,0,0,2]]}
["Kategoria produktu",null,null,"Numer katalogowy","Opis","Grupa rabatowa","Rabat","Cena katalogowa","Cena po rabacie","Waluta"]
["Telekomunikacja, LSA"]
[null,"Kable wieloparowe"]
[null,null,"Wewnętrzne"]
[null,null,null,7105001.0,{"$f":"IFERROR(VLOOKUP(D5,Arkusz!A:H,3,FALSE),\"Brak towaru\")","v":"YTKSY 1x2x0,5"},{"$f":"IFERROR(VLOOKUP(D5,Arkusz!A:H,6,FALSE),\"-\")","v":"Cobi Cu kable"},0.0,{"$f":"IFERROR(IF(VLOOKUP(D5,Arkusz!A:K,5,FALSE)=0,(IF(VLOOKUP(D5,Arkusz!A:K,11,FALSE)=0,\"Na zapytanie\",VLOOKUP(D5,Arkusz!A:K,11,FALSE))),(VLOOKUP(D5,Arkusz!A:K,5,FALSE))),\"Na zapytanie\")","v":"Na zapytanie"},{"$f":"IFERROR(IF(H5=\"Na zapytanie\",\"\",H5*(1-G5)),\"\")","v":""},{"$f":"IFERROR(IF(VLOOKUP(D5,Arkusz!A:H,5,FALSE)=0,IF(H5=\"Na zapytanie\",\"\",\"EUR\"),\"PLN\"),\"\")","v":""}]
[null,null,null,"7105 001/ekw",{"$f":"IFERROR(VLOOKUP(D6,Arkusz!A:H,3,FALSE),\"Brak towaru\")","v":"YTKSY ekw 1x2x0,5"},{"$f":"IFERROR(VLOOKUP(D6,Arkusz!A:H,6,FALSE),\"-\")","v":"Cobi Cu kable"},0.0,{"$f":"IFERROR(IF(VLOOKUP(D6,Arkusz!A:K,5,FALSE)=0,(IF(VLOOKUP(D6,Arkusz!A:K,11,FALSE)=0,\"Na zapytanie\",VLOOKUP(D6,Arkusz!A:K,11,FALSE))),(VLOOKUP(D6,Arkusz!A:K,5,FALSE))),\"Na zapytanie\")","v":"Na zapytanie"},"",{"$f":"IFERROR(IF(VLOOKUP(D6,Arkusz!A:H,5,FALSE)=0,IF(H6=\"Na zapytanie\",\"\",\"EUR\"),\"PLN\"),\"\")","v":""}]
[null,null,null,7105002.0,{"$f":"IFERROR(VLOOKUP(D7,Arkusz!A:H,3,FALSE),\"Brak towaru\")","v":"YTKSY 2x2x0,5"},{"$f":"IFERROR(VLOOKUP(D7,Arkusz!A:H,6,FALSE),\"-\")","v":"Cobi Cu kable"},0.0,{"$f":"IFERROR(IF(VLOOKUP(D7,Arkusz!A:K,5,FALSE)=0,(IF(VLOOKUP(D7,Arkusz!A:K,11,FALSE)=0,\"Na zapytanie\",VLOOKUP(D7,Arkusz!A:K,11,FALSE))),(VLOOKUP(D7,Arkusz!A:K,5,FALSE))),\"Na zapytanie\")","v":"Na zapytanie"},"",{"$f":"IFERROR(IF(VLOOKUP(D7,Arkusz!A:H,5,FALSE)=0,IF(H7=\"Na zapytanie\",\"\",\"EUR\"),\"PLN\"),\"\")","v":""}]
[null,null,null,"7105 002/ekw",{"$f":"IFERROR(VLOOKUP(D8,Arkusz!A:H,3,FALSE),\"Brak towaru\")","v":"YTKSY ekw 2x2x0,5"},{"$f":"IFERROR(VLOOKUP(D8,Arkusz!A:H,6,FALSE),\"-\")","v":"Cobi Cu kable"},0.0,{"$f":"IFERROR(IF(VLOOKUP(D8,Arkusz!A:K,5,FALSE)=0,(IF(VLOOKUP(D8,Arkusz!A:K,11,FALSE)=0,\"Na zapytanie\",VLOOKUP(D8,Arkusz!A:K,11,FALSE))),(VLOOKUP(D8,Arkusz!A:K,5,FALSE))),\"Na zapytanie\")","v":"Na zapytanie"},"",{"$f":"IFERROR(IF(VLOOKUP(D8,Arkusz!A:H,5,FALSE)=0,IF(H8=\"Na zapytanie\",\"\",\"EUR\"),\"PLN\"),\"\")","v":""}]
[null,null,null,7105003.0,{"$f":"IFERROR(VLOOKUP(D9,Arkusz!A:H,3,FALSE),\"Brak towaru\")","v":"YTKSY 3x2x0,5"},{"$f":"IFERROR(VLOOKUP(D9,Arkusz!A:H,6,FALSE),\"-\")","v":"Cobi Cu kable"},0.0,{"$f":"IFERROR(IF(VLOOKUP(D9,Arkusz!A:K,5,FALSE)=0,(IF(VLOOKUP(D9,Arkusz!A:K,11,FALSE)=0,\"Na zapytanie\",VLOOKUP(D9,Arkusz!A:K,11,FALSE))),(VLOOKUP(D9,Arkusz!A:K,5,FALSE))),\"Na zapytanie\")","v":"Na zapytanie"},"",{"$f":"IFERROR(IF(VLOOKUP(D9,Arkusz!A:H,5,FALSE)=0,IF(H9=\"Na zapytanie\",\"\",\"EUR\"),\"PLN\"),\"\")","v":""}]
[null,null,null,"7105 003/ekw",{"$f":"IFERROR(VLOOKUP(D10,Arkusz!A:H,3,FALSE),\"Brak towaru\")","v":"YTKSY ekw 3x2x0,5"},{"$f":"IFERROR(VLOOKUP(D10,Arkusz!A:H,6,FALSE),\"-\")","v":"Cobi Cu kable"},0.0,{"$f":"IFERROR(IF(VLOOKUP(D10,Arkusz!A:K,5,FALSE)=0,(IF(VLOOKUP(D10,Arkusz!A:K,11,FALSE)=0,\"Na zapytanie\",VLOOKUP(D10,Arkusz!A:K,11,FALSE))),(VLOOKUP(D10,Arkusz!A:K,5,FALSE))),\"Na zapytanie\")","v":"Na zapytanie"},"",{"$f":"IFERROR(IF(VLOOKUP(D10,Arkusz!A:H,5,FALSE)=0,IF(H10=\"Na zapytanie\",\"\",\"EUR\"),\"PLN\"),\"\")","v":""}]
[null,null,null,7105005.0,{"$f":"IFERROR(VLOOKUP(D11,Arkusz!A:H,3,FALSE),\"Brak towaru\")","v":"YTKSY 5x2x0,5"},{"$f":"IFERROR(VLOOKUP(D11,Arkusz!A:H,6,FALSE),\"-\")","v":"Cobi Cu kable"},0.0,{"$f":"IFERROR(IF(VLOOKUP(D11,Arkusz!A:K,5,FALSE)=0,(IF(VLOOKUP(D11,Arkusz!A:K,11,FALSE)=0,\"Na zapytanie\",VLOOKUP(D11,Arkusz!A:K,11,FALSE))),(VLOOKUP(D11,Arkusz!A:K,5,FALSE))),\"Na zapytanie\")","v":"Na zapytanie"},"",{"$f":"IFERROR(IF(VLOOKUP(D11,Arkusz!A:H,5,FALSE)=0,IF(H11=\"Na zapytanie\",\"\",\"EUR\"),\"PLN\"),\"\")","v":""}]
[null,null,null,"7105 005/ekw",{"$f":"IFERROR(VLOOKUP(D12,Arkusz!A:H,3,FALSE),\"Brak towaru\")","v":"YTKSY ekw 5x2x0,5"},{"$f":"IFERROR(VLOOKUP(D12,Arkusz!A:H,6,FALSE),\"-\")","v":"Cobi Cu kable"},0.0,{"$f":"IFERROR(IF(VLOOKUP(D12,Arkusz!A:K,5,FALSE)=0,(IF(VLOOKUP(D12,Arkusz!A:K,11,FALSE)=0,\"Na zapytanie\",VLOOKUP(D12,Arkusz!A:K,11,FALSE))),(VLOOKUP(D12,Arkusz!A:K,5,FALSE))),\"Na zapytanie\")","v":"Na zapytanie"},"",{"$f":"IFERROR(IF(VLOOKUP(D12,Arkusz!A:H,5,FALSE)=0,IF(H12=\"Na zapytanie\",\"\",\"EUR\"),\"PLN\"),\"\")","v":""}]
[null,null,null,7105007.0,{"$f":"IFERROR(VLOOKUP(D13,Arkusz!A:H,3,FALSE),\"Brak towaru\")","v":"YTKSY 7x2x0,5"},{"$f":"IFERROR(VLOOKUP(D13,Arkusz!A:H,6,FALSE),\"-\")","v":"Cobi Cu kable"},0.0,{"$f":"IFERROR(IF(VLOOKUP(D13,Arkusz!A:K,5,FALSE)=0,(IF(VLOOKUP(D13,Arkusz!A:K,11,FALSE)=0,\"Na zapytanie\",VLOOKUP(D13,Arkusz!A:K,11,FALSE))),(VLOOKUP(D13,Arkusz!A:K,5,FALSE))),\"Na zapytanie\")","v":"Na zapytanie"},"",{"$f":"IFERROR(IF(VLOOKUP(D13,Arkusz!A:H,5,FALSE)=0,IF(H13=\"Na zapytanie\",\"\",\"EUR\"),\"PLN\"),\"\")","v":""}]
[null,null,null,"7105 007/ekw",{"$f":"IFERROR(VLOOKUP(D14,Arkusz!A:H,3,FALSE),\"Brak towaru\")","v":"YTKSY ekw 7x2x0,5"},{"$f":"IFERROR(VLOOKUP(D14,Arkusz!A:H,6,FALSE),\"-\")","v":"Cobi Cu kable"},0.0,{"$f":"IFERROR(IF(VLOOKUP(D14,Arkusz!A:K,5,FALSE)=0,(IF(VLOOKUP(D14,Arkusz!A:K,11,FALSE)=0,\"Na zapytanie\",VLOOKUP(D14,Arkusz!A:K,11,FALSE))),(VLOOKUP(D14,Arkusz!A:K,5,FALSE))),\"Na zapytanie\")","v":"Na zapytanie"},"",{"$f":"IFERROR(IF(VLOOKUP(D14,Arkusz!A:H,5,FALSE)=0,IF(H14=\"Na zapytanie\",\"\",\"EUR\"),\"PLN\"),\"\")","v":""}]
[null,null,null,7105010.0,{"$f":"IFERROR(VLOOKUP(D15,Arkusz!A:H,3,FALSE),\"Brak towaru\")","v":"YTKSY 10x2x0,5"},{"$f":"IFERROR(VLOOKUP(D15,Arkusz!A:H,6,FALSE),\"-\")","v":"Cobi Cu kable"},0.0,{"$f":"IFERROR(IF(VLOOKUP(D15,Arkusz!A:K,5,FALSE)=0,(IF(VLOOKUP(D15,Arkusz!A:K,11,FALSE)=0,\"Na zapytanie\",VLOOKUP(D15,Arkusz!A:K,11,FALSE))),(VLOOKUP(D15,Arkusz!A:K,5,FALSE))),\"Na zapytanie\")","v":"Na zapytanie"},"",{"$f":"IFERROR(IF(VLOOKUP(D15,Arkusz!A:H,5,FALSE)=0,IF(H15=\"Na zapytanie\",\"\",\"EUR\"),\"PLN\"),\"\")","v":""}]
[null,null,null,"7105 010/ekw",{"$f":"IFERROR(VLOOKUP(D16,Arkusz!A:H,3,FALSE),\"Brak towaru\")","v":"YTKSY ekw 10x2x0,5"},{"$f":"IFERROR(VLOOKUP(D16,Arkusz!A:H,6,FALSE),\"-\")","v":"Cobi Cu kable"},0.0,{"$f":"IFERROR(IF(VLOOKUP(D16,Arkusz!A:K,5,FALSE)=0,(IF(VLOOKUP(D16,Arkusz!A:K,11,FALSE)=0,\"Na zapytanie\",VLOOKUP(D16,Arkusz!A:K,11,FALSE))),(VLOOKUP(D16,Arkusz!A:K,5,FALSE))),\"Na zapytanie\")","v":"Na zapytanie"},"",{"$f":"IFERROR(IF(VLOOKUP(D16,Arkusz!A:H,5,FALSE)=0,IF(H16=\"Na zapytanie\",\"\",\"EUR\"),\"PLN\"),\"\")","v":""}]
[null,null,null,7105012.0,{"$f":"IFERROR(VLOOKUP(D17,Arkusz!A:H,3,FALSE),\"Brak towaru\")","v":"YTKSY 12x2x0,5"},{"$f":"IFERROR(VLOOKUP(D17,Arkusz!A:H,6,FALSE),\"-\")","v":"Cobi Cu kable"},0.0,{"$f":"IFERROR(IF(VLOOKUP(D17,Arkusz!A:K,5,FALSE)=0,(IF(VLOOKUP(D17,Arkusz!A:K,11,FALSE)=0,\"Na zapytanie\",VLOOKUP(D17,Arkusz!A:K,11,FALSE))),(VLOOKUP(D17,Arkusz!A:K,5,FALSE))),\"Na zapytanie\")","v":"Na zapytanie"},"",{"$f":"IFERROR(IF(VLOOKUP(D17,Arkusz!A:H,5,FALSE)=0,IF(H17=\"Na zapytanie\",\"\",\"EUR\"),\"PLN\"),\"\")","v":""}]
[null,null,null,"7105 012/ekw",{"$f":"IFERROR(VLOOKUP(D18,Arkusz!A:H,3,FALSE),\"Brak towaru\")","v":"YTKSY ekw 12x2x0,5"},{"$f":"IFERROR(VLOOKUP(D18,Arkusz!A:H,6,FALSE),\"-\")","v":"Cobi Cu kable"},0.0,{"$f":"IFERROR(IF(VLOOKUP(D18,Arkusz!A:K,5,FALSE)=0,(IF(VLOOKUP(D18,Arkusz!A:K,11,FALSE)=0,\"Na zapytanie\",VLOOKUP(D18,Arkusz!A:K,11,FALSE))),(VLOOKUP(D18,Arkusz!A:K,5,FALSE))),\"Na zapytanie\")","v":"Na zapytanie"},"",{"$f":"IFERROR(IF(VLOOKUP(D18,Arkusz!A:H,5,FALSE)=0,IF(H18=\"Na zapytanie\",\"\",\"EUR\"),\"PLN\"),\"\")","v":""}]
[null,null,null,7105014.0,{"$f":"IFERROR(VLOOKUP(D19,Arkusz!A:H,3,FALSE),\"Brak towaru\")","v":"YTKSY 14x2x0,5"},{"$f":"IFERROR(VLOOKUP(D19,Arkusz!A:H,6,FALSE),\"-\")","v":"Cobi Cu kable"},0.0,{"$f":"IFERROR(IF(VLOOKUP(D19,Arkusz!A:K,5,FALSE)=0,(IF(VLOOKUP(D19,Arkusz!A:K,11,FALSE)=0,\"Na zapytanie\",VLOOKUP(D19,Arkusz!A:K,11,FALSE))),(VLOOKUP(D19,Arkusz!A:K,5,FALSE))),\"Na zapytanie\")","v":"Na zapytanie"},"",{"$f":"IFERROR(IF(VLOOKUP(D19,Arkusz!A:H,5,FALSE)=0,IF(H19=\"Na zapytanie\",\"\",\"EUR\"),\"PLN\"),\"\")","v":""}]
[null,null,null,"7105 014/ekw",{"$f":"IFERROR(VLOOKUP(D20,Arkusz!A:H,3,FALSE),\"Brak towaru\")","v":"YTKSY ekw 14x2x0,5"},{"$f":"IFERROR(VLOOKUP(D20,Arkusz!A:H,6,FALSE),\"-\")","v":"Cobi Cu kable"},0.0,{"$f":"IFERROR(IF(VLOOKUP(D20,Arkusz!A:K,5,FALSE)=0,(IF(VLOOKUP(D20,Arkusz!A:K,11,FALSE)=0,\"Na zapytanie\",VLOOKUP(D20,Arkusz!A:K,11,FALSE))),(VLOOKUP(D20,Arkusz!A:K,5,FALSE))),\"Na zapytanie\")","v":"Na zapytanie"},"",{"$f":"IFERROR(IF(VLOOKUP(D20,Arkusz!A:H,5,FALSE)=0,IF(H20=\"Na zapytanie\",\"\",\"EUR\"),\"PLN\"),\"\")","v":""}]
[null,null,null,7105021.0,{"$f":"IFERROR(VLOOKUP(D21,Arkusz!A:H,3,FALSE),\"Brak towaru\")","v":"YTKSY 21x2x0,5"},{"$f":"IFERROR(VLOOKUP(D21,Arkusz!A:H,6,FALSE),\"-\")","v":"Cobi Cu kable"},0.0,{"$f":"IFERROR(IF(VLOOKUP(D21,Arkusz!A:K,5,FALSE)=0,(IF(VLOOKUP(D21,Arkusz!A:K,11,FALSE)=0,\"Na zapytanie\",VLOOKUP(D21,Arkusz!A:K,11,FALSE))),(VLOOKUP(D21,Arkusz!A:K,5,FALSE))),\"Na zapytanie\")","v":"Na zapytanie"},"",{"$f":"IFERROR(IF(VLOOKUP(D21,Arkusz!A:H,5,FALSE)=0,IF(H21=\"Na zapytanie\",\"\",\"EUR\"),\"PLN\"),\"\")","v":""}]
[null,null,null,"7105 021/ekw",{"$f":"IFERROR(VLOOKUP(D22,Arkusz!A:H,3,FALSE),\"Brak towaru\")","v":"YTKSY ekw 21x2x0,5"},{"$f":"IFERROR(VLOOKUP(D22,Arkusz!A:H,6,FALSE),\"-\")","v":"Cobi Cu kable"},0.0,{"$f":"IFERROR(IF(VLOOKUP(D22,Arkusz!A:K,5,FALSE)=0,(IF(VLOOKUP(D22,Arkusz!A:K,11,FALSE)=0,\"Na zapytanie\",VLOOKUP(D22,Arkusz!A:K,11,FALSE))),(VLOOKUP(D22,Arkusz!A:K,5,FALSE))),\"Na zapytanie\")","v":"Na zapytanie"},"",{"$f":"IFERROR(IF(VLOOKUP(D22,Arkusz!A:H,5,FALSE)=0,IF(H22=\"Na zapytanie\",\"\",\"EUR\"),\"PLN\"),\"\")","v":""}]
[null,null,null,7105028.0,{"$f":"IFERROR(VLOOKUP(D23,Arkusz!A:H,3,FALSE),\"Brak towaru\")","v":"YTKSY 28x2x0,5"},{"$f":"IFERROR(VLOOKUP(D23,Arkusz!A:H,6,FALSE),\"-\")","v":"Cobi Cu kable"},0.0,{"$f":"IFERROR(IF(VLOOKUP(D23,Arkusz!A:K,5,FALSE)=0,(IF(VLOOKUP(D23,Arkusz!A:K,11,FALSE)=0,\"Na zapytanie\",VLOOKUP(D23,Arkusz!A:K,11,FALSE))),(VLOOKUP(D23,Arkusz!A:K,5,FALSE))),\"Na zapytanie\")","v":"Na zapytanie"},"",{"$f":"IFERROR(IF(VLOOKUP(D23,Arkusz!A:H,5,FALSE)=0,IF(H23=\"Na zapytanie\",\"\",\"EUR\"),\"PLN\"),\"\")","v":""}]
[null,null,null,"7105 028/ekw",{"$f":"IFERROR(VLOOKUP(D24,Arkusz!A:H,3,FALSE),\"Brak towaru\")","v":"YTKSY ekw 28x2x0,5"},{"$f":"IFERROR(VLOOKUP(D24,Arkusz!A:H,6,FALSE),\"-\")","v":"Cobi Cu kable"},0.0,{"$f":"IFERROR(IF(VLOOKUP(D24,Arkusz!A:K,5,FALSE)=0,(IF(VLOOKUP(D24,Arkusz!A:K,11,FALSE)=0,\"Na zapytanie\",VLOOKUP(D24,Arkusz!A:K,11,FALSE))),(VLOOKUP(D24,Arkusz!A:K,5,FALSE))),\"Na zapytanie\")","v":"Na zapytanie"},"",{"$f":"IFERROR(IF(VLOOKUP(D24,Arkusz!A:H,5,FALSE)=0,IF(H24=\"Na zapytanie\",\"\",\"EUR\"),\"PLN\"),\"\")","v":""}]
[null,null,null,7105030.0,{"$f":"IFERROR(VLOOKUP(D25,Arkusz!A:H,3,FALSE),\"Brak towaru\")","v":"YTKSY 30x2x0,5"},{"$f":"IFERROR(VLOOKUP(D25,Arkusz!A:H,6,FALSE),\"-\")","v":"Cobi Cu kable"},0.0,{"$f":"IFERROR(IF(VLOOKUP(D25,Arkusz!A:K,5,FALSE)=0,(IF(VLOOKUP(D25,Arkusz!A:K,11,FALSE)=0,\"Na zapytanie\",VLOOKUP(D25,Arkusz!A:K,11,FALSE))),(VLOOKUP(D25,Arkusz!A:K,5,FALSE))),\"Na zapytanie\")","v":"Na zapytanie"},"",{"$f":"IFERROR(IF(VLOOKUP(D25,Arkusz!A:H,5,FALSE)=0,IF(H25=\"Na zapytanie\",\"\",\"EUR\"),\"PLN\"),\"\")","v":""}]
[null,null,null,"7105 030/ekw",{"$f":"IFERROR(VLOOKUP(D26,Arkusz!A:H,3,FALSE),\"Brak towaru\")","v":"YTKSY ekw 30x2x0,5"},{"$f":"IFERROR(VLOOKUP(D26,Arkusz!A:H,6,FALSE),\"-\")","v":"Cobi Cu kable"},0.0,{"$f":"IFERROR(IF(VLOOKUP(D26,Arkusz!A:K,5,FALSE)=0,(IF(VLOOKUP(D26,Arkusz!A:K,11,FALSE)=0,\"Na zapytanie\",VLOOKUP(D26,Arkusz!A:K,11,FALSE))),(VLOOKUP(D26,Arkusz!A:K,5,FALSE))),\"Na zapytanie\")","v":"Na zapytanie"},"",{"$f":"IFERROR(IF(VLOOKUP(D26,Arkusz!A:H,5,FALSE)=0,IF(H26=\"Na zapytanie\",\"\",\"EUR\"),\"PLN\"),\"\")","v":""}]
[null,null,null,7105035.0,{"$f":"IFERROR(VLOOKUP(D27,Arkusz!A:H,3,FALSE),\"Brak towaru\")","v":"YTKSY 35x2x0,5"},{"$f":"IFERROR(VLOOKUP(D27,Arkusz!A:H,6,FALSE),\"-\")","v":"Cobi Cu kable"},0.0,{"$f":"IFERROR(IF(VLOOKUP(D27,Arkusz!A:K,5,FALSE)=0,(IF(VLOOKUP(D27,Arkusz!A:K,11,FALSE)=0,\"Na zapytanie\",VLOOKUP(D27,Arkusz!A:K,11,FALSE))),(VLOOKUP(D27,Arkusz!A:K,5,FALSE))),\"Na zapytanie\")","v":"Na zapytanie"},"",{"$f":"IFERROR(IF(VLOOKUP(D27,Arkusz!A:H,5,FALSE)=0,IF(H27=\"Na zapytanie\",\"\",\"EUR\"),\"PLN\"),\"\")","v":""}]
[null,null,null,"7105 035/ekw",{"$f":"IFERROR(VLOOKUP(D28,Arkusz!A:H,3,FALSE),\"Brak towaru\")","v":"YTKSY ekw 35x2x0,5"},{"$f":"IFERROR(VLOOKUP(D28,Arkusz!A:H,6,FALSE),\"-\")","v":"Cobi Cu kable"},0.0,{"$f":"IFERROR(IF(VLOOKUP(D28,Arkusz!A:K,5,FALSE)=0,(IF(VLOOKUP(D28,Arkusz!A:K,11,FALSE)=0,\"Na zapytanie\",VLOOKUP(D28,Arkusz!A:K,11,FALSE))),(VLOOKUP(D28,Arkusz!A:K,5,FALSE))),\"Na zapytanie\")","v":"Na zapytanie"},"",{"$f":"IFERROR(IF(VLOOKUP(D28,Arkusz!A:H,5,FALSE)=0,IF(H28=\"Na zapytanie\",\"\",\"EUR\"),\"PLN\"),\"\")","v":""}]
[null,null,null,7105053.0,{"$f":"IFERROR(VLOOKUP(D29,Arkusz!A:H,3,FALSE),\"Brak towaru\")","v":"YTKSY 53x2x0,5"},{"$f":"IFERROR(VLOOKUP(D29,Arkusz!A:H,6,FALSE),\"-\")","v":"Cobi Cu kable"},0.0,{"$f":"IFERROR(IF(VLOOKUP(D29,Arkusz!A:K,5,FALSE)=0,(IF(VLOOKUP(D29,Arkusz!A:K,11,FALSE)=0,\"Na zapytanie\",VLOOKUP(D29,Arkusz!A:K,11,FALSE))),(VLOOKUP(D29,Arkusz!A:K,5,FALSE))),\"Na zapytanie\")","v":"Na zapytanie"},"",{"$f":"IFERROR(IF(VLOOKUP(D29,Arkusz!A:H,5,FALSE)=0,IF(H29=\"Na zapytanie\",\"\",\"EUR\"),\"PLN\"),\"\")","v":""}]
[null,null,null,"7105 053/ekw",{"$f":"IFERROR(VLOOKUP(D30,Arkusz!A:H,3,FALSE),\"Brak towaru\")","v":"YTKSY ekw 53x2x0,5"},{"$f":"IFERROR(VLOOKUP(D30,Arkusz!A:H,6,FALSE),\"-\")","v":"Cobi Cu kable"},0.0,{"$f":"IFERROR(IF(VLOOKUP(D30,Arkusz!A:K,5,FALSE)=0,(IF(VLOOKUP(D30,Arkusz!A:K,11,FALSE)=0,\"Na zapytanie\",VLOOKUP(D30,Arkusz!A:K,11,FALSE))),(VLOOKUP(D30,Arkusz!A:K,5,FALSE))),\"Na zapytanie\")","v":"Na zapytanie"},"",{"$f":"IFERROR(IF(VLOOKUP(D30,Arkusz!A:H,5,FALSE)=0,IF(H30=\"Na zapytanie\",\"\",\"EUR\"),\"PLN\"),\"\")","v":""}]
[null,null,"Zewnętrzne"]
[null,null,null,7205005.0,{"$f":"IFERROR(VLOOKUP(D32,Arkusz!A:H,3,FALSE),\"Brak towaru\")","v":"XzTKMXpw czwórkowe 5x4x0,5"},{"$f":"IFERROR(VLOOKUP(D32,Arkusz!A:H,6,FALSE),\"-\")","v":"Cobi Cu kable"},0.0,{"$f":"IFERROR(IF(VLOOKUP(D32,Arkusz!A:K,5,FALSE)=0,(IF(VLOOKUP(D32,Arkusz!A:K,11,FALSE)=0,\"Na zapytanie\",VLOOKUP(D32,Arkusz!A:K,11,FALSE))),(VLOOKUP(D32,Arkusz!A:K,5,FALSE))),\"Na zapytanie\")","v":"Na zapytanie"},{"$f":"IFERROR(IF(H32=\"Na zapytanie\",\"\",H32*(1-G32)),\"\")","v":""},{"$f":"IFERROR(IF(VLOOKUP(D32,Arkusz!A:H,5,FALSE)=0,IF(H32=\"Na zapytanie\",\"\",\"EUR\"),\"PLN\"),\"\")","v":""}]
[null,null,null,7205010.0,{"$f":"IFERROR(VLOOKUP(D33,Arkusz!A:H,3,FALSE),\"Brak towaru\")","v":"XzTKMXpw czwórkowe 10x4x0,5"},{"$f":"IFERROR(VLOOKUP(D33,Arkusz!A:H,6,FALSE),\"-\")","v":"Cobi Cu kable"},0.0,{"$f":"IFERROR(IF(VLOOKUP(D33,Arkusz!A:K,5,FALSE)=0,(IF(VLOOKUP(D33,Arkusz!A:K,11,FALSE)=0,\"Na zapytanie\",VLOOKUP(D33,Arkusz!A:K,11,FALSE))),(VLOOKUP(D33,Arkusz!A:K,5,FALSE))),\"Na zapytanie\")","v":"Na zapytanie"},"",{"$f":"IFERROR(IF(VLOOKUP(D33,Arkusz!A:H,5,FALSE)=0,IF(H33=\"Na zapytanie\",\"\",\"EUR\"),\"PLN\"),\"\")","v":""}]
[null,null,null,7205015.0,{"$f":"IFERROR(VLOOKUP(D34,Arkusz!A:H,3,FALSE),\"Brak towaru\")","v":"XzTKMXpw czwórkowe 15x4x0,5"},{"$f":"IFERROR(VLOOKUP(D34,Arkusz!A:H,6,FALSE),\"-\")","v":"Cobi Cu kable"},0.0,{"$f":"IFERROR(IF(VLOOKUP(D34,Arkusz!A:K,5,FALSE)=0,(IF(VLOOKUP(D34,Arkusz!A:K,11,FALSE)=0,\"Na zapytanie\",VLOOKUP(D34,Arkusz!A:K,11,FALSE))),(VLOOKUP(D34,Arkusz!A:K,5,FALSE))),\"Na zapytanie\")","v":"Na zapytanie"},"",{"$f":"IFERROR(IF(VLOOKUP(D34,Arkusz!A:H,5,FALSE)=0,IF(H34=\"Na zapytanie\",\"\",\"EUR\"),\"PLN\"),\"\")","v":""}]
[null,null,null,7205025.0,{"$f":"IFERROR(VLOOKUP(D35,Arkusz!A:H,3,FALSE),\"Brak towaru\")","v":"XzTKMXpw czwórkowe 25x4x0,5"},{"$f":"IFERROR(VLOOKUP(D35,Arkusz!A:H,6,FALSE),\"-\")","v":"Cobi Cu kable"},0.0,{"$f":"IFERROR(IF(VLOOKUP(D35,Arkusz!A:K,5,FALSE)=0,(IF(VLOOKUP(D35,Arkusz!A:K,11,FALSE)=0,\"Na zapytanie\",VLOOKUP(D35,Arkusz!A:K,11,FALSE))),(VLOOKUP(D35,Arkusz!A:K,5,FALSE))),\"Na zapytanie\")","v":"Na zapytanie"},"",{"$f":"IFERROR(IF(VLOOKUP(D35,Arkusz!A:H,5,FALSE)=0,IF(H35=\"Na zapytanie\",\"\",\"EUR\"),\"PLN\"),\"\")","v":""}]
[null,null,null,7205035.0,{"$f":"IFERROR(VLOOKUP(D36,Arkusz!A:H,3,FALSE),\"Brak towaru\")","v":"XzTKMXpw czwórkowe 35x4x0,5"},{"$f":"IFERROR(VLOOKUP(D36,Arkusz!A:H,6,FALSE),\"-\")","v":"Cobi Cu kable"},0.0,{"$f":"IFERROR(IF(VLOOKUP(D36,Arkusz!A:K,5,FALSE)=0,(IF(VLOOKUP(D36,Arkusz!A:K,11,FALSE)=0,\"Na zapytanie\",VLOOKUP(D36,Arkusz!A:K,11,FALSE))),(VLOOKUP(D36,Arkusz!A:K,5,FALSE))),\"Na zapytanie\")","v":"Na zapytanie"},"",{"$f":"IFERROR(IF(VLOOKUP(D36,Arkusz!A:H,5,FALSE)=0,IF(H36=\"Na zapytanie\",\"\",\"EUR\"),\"PLN\"),\"\")","v":""}]
[null,null,null,7205050.0,{"$f":"IFERROR(VLOOKUP(D37,Arkusz!A:H,3,FALSE),\"Brak towaru\")","v":"XzTKMXpw czwórkowe 50x4x0,5"},{"$f":"IFERROR(VLOOKUP(D37,Arkusz!A:H,6,FALSE),\"-\")","v":"Cobi Cu kable"},0.0,{"$f":"IFERROR(IF(VLOOKUP(D37,Arkusz!A:K,5,FALSE)=0,(IF(VLOOKUP(D37,Arkusz!A:K,11,FALSE)=0,\"Na zapytanie\",VLOOKUP(D37,Arkusz!A:K,11,FALSE))),(VLOOKUP(D37,Arkusz!A:K,5,FALSE))),\"Na zapytanie\")","v":"Na zapytanie"},"",{"$f":"IFERROR(IF(VLOOKUP(D37,Arkusz!A:H,5,FALSE)=0,IF(H37=\"Na zapytanie\",\"\",\"EUR\"),\"PLN\"),\"\")","v":""}]
[null,null,null,7205100.0,{"$f":"IFERROR(VLOOKUP(D38,Arkusz!A:H,3,FALSE),\"Brak towaru\")","v":"XzTKMXpw czwórkowe 100x4x0,5"},{"$f":"IFERROR(VLOOKUP(D38,Arkusz!A:H,6,FALSE),\"-\")","v":"Cobi Cu kable"},0.0,{"$f":"IFERROR(IF(VLOOKUP(D38,Arkusz!A:K,5,FALSE)=0,(IF(VLOOKUP(D38,Arkusz!A:K,11,FALSE)=0,\"Na zapytanie\",VLOOKUP(D38,Arkusz!A:K,11,FALSE))),(VLOOKUP(D38,Arkusz!A:K,5,FALSE))),\"Na zapytanie\")","v":"Na zapytanie"},"",{"$f":"IFERROR(IF(VLOOKUP(D38,Arkusz!A:H,5,FALSE)=0,IF(H38=\"Na zapytanie\",\"\",\"EUR\"),\"PLN\"),\"\")","v":""}]
[null,"LSA"]
[null,null,"Łączówki LSA"]
[null,null,null,"T02-1110",{"$f":"IFERROR(VLOOKUP(D41,Arkusz!A:H,3,FALSE),\"Brak towaru\")","v":"LSA łączówka nierozłączna 2/10 - bez kodu barwnego, 1…0, na gniezdnik"},{"$f":"IFERROR(VLOOKUP(D41,Arkusz!A:H,6,FALSE),\"-\")","v":"Cobi LSA telekomunikacja"},0.0,{"$f":"IFERROR(IF(VLOOKUP(D41,Arkusz!A:K,5,FALSE)=0,(IF(VLOOKUP(D41,Arkusz!A:K,11,FALSE)=0,\"Na zapytanie\",VLOOKUP(D41,Arkusz!A:K,11,FALSE))),(VLOOKUP(D41,Arkusz!A:K,5,FALSE))),\"Na zapytanie\")","v":21.46},{"$f":"IFERROR(IF(H41=\"Na zapytanie\",\"\",H41*(1-G41)),\"\")","v":21.46},{"$f":"IFERROR(IF(VLOOKUP(D41,Arkusz!A:H,5,FALSE)=0,IF(H41=\"Na zapytanie\",\"\",\"EUR\"),\"PLN\"),\"\")","v":"PLN"}]
[null,null,null,"T02-1210",{"$f":"IFERROR(VLOOKUP(D42,Arkusz!A:H,3,FALSE),\"Brak towaru\")","v":"LSA łączówka rozłączna 2/10 - bez kodu barwnego, 1…0, na gniezdnik"},{"$f":"IFERROR(VLOOKUP(D42,Arkusz!A:H,6,FALSE),\"-\")","v":"Cobi LSA telekomunikacja"},0.0,{"$f":"IFERROR(IF(VLOOKUP(D42,Arkusz!A:K,5,FALSE)=0,(IF(VLOOKUP(D42,Arkusz!A:K,11,FALSE)=0,\"Na zapytanie\",VLOOKUP(D42,Arkusz!A:K,11,FALSE))),(VLOOKUP(D42,Arkusz!A:K,5,FALSE))),\"Na zapytanie\")","v":35.17},35.17,{"$f":"IFERROR(IF(VLOOKUP(D42,Arkusz!A:H,5,FALSE)=0,IF(H42=\"Na zapytanie\",\"\",\"EUR\"),\"PLN\"),\"\")","v":"PLN"}]
[null,null,null,"T02-1020",{"$f":"IFERROR(VLOOKUP(D43,Arkusz!A:H,3,FALSE),\"Brak towaru\")","v":"LSA łączówka uziemiająca 2/38, na gniezdnik"},{"$f":"IFERROR(VLOOKUP(D43,Arkusz!A:H,6,FALSE),\"-\")","v":"Cobi LSA telekomunikacja"},0.0,{"$f":"IFERROR(IF(VLOOKUP(D43,Arkusz!A:K,5,FALSE)=0,(IF(VLOOKUP(D43,Arkusz!A:K,11,FALSE)=0,\"Na zapytanie\",VLOOKUP(D43,Arkusz!A:K,11,FALSE))),(VLOOKUP(D43,Arkusz!A:K,5,FALSE))),\"Na zapytanie\")","v":"Na zapytanie"},"",{"$f":"IFERROR(IF(VLOOKUP(D43,Arkusz!A:H,5,FALSE)=0,IF(H43=\"Na zapytanie\",\"\",\"EUR\"),\"PLN\"),\"\")","v":""}]
[null,null,null,"T02-0110",{"$f":"IFERROR(VLOOKUP(D44,Arkusz!A:H,3,FALSE),\"Brak towaru\")","v":"LSA łączówka nierozłączna 2/10 - bez kodu barwnego,1...0, na gniezdnik i pręty"},{"$f":"IFERROR(VLOOKUP(D44,Arkusz!A:H,6,FALSE),\"-\")","v":"Cobi LSA telekomunikacja"},0.0,{"$f":"IFERROR(IF(VLOOKUP(D44,Arkusz!A:K,5,FALSE)=0,(IF(VLOOKUP(D44,Arkusz!A:K,11,FALSE)=0,\"Na zapytanie\",VLOOKUP(D44,Arkusz!A:K,11,FALSE))),(VLOOKUP(D44,Arkusz!A:K,5,FALSE))),\"Na zapytanie\")","v":"Na zapytanie"},"",{"$f":"IFERROR(IF(VLOOKUP(D44,Arkusz!A:H,5,FALSE)=0,IF(H44=\"Na zapytanie\",\"\",\"EUR\"),\"PLN\"),\"\")","v":""}]
[null,null,null,"T02-0210",{"$f":"IFERROR(VLOOKUP(D45,Arkusz!A:H,3,FALSE),\"Brak towaru\")","v":"LSA łączówka rozłączna 2/10 - bez kodu barwnego,1...0, na gniezdnik i pręty"},{"$f":"IFERROR(VLOOKUP(D45,Arkusz!A:H,6,FALSE),\"-\")","v":"Cobi LSA telekomunikacja"},0.0,{"$f":"IFERROR(IF(VLOOKUP(D45,Arkusz!A:K,5,FALSE)=0,(IF(VLOOKUP(D45,Arkusz!A:K,11,FALSE)=0,\"Na zapytanie\",VLOOKUP(D45,Arkusz!A:K,11,FALSE))),(VLOOKUP(D45,Arkusz!A:K,5,FALSE))),\"Na zapytanie\")","v":27.58},27.58,{"$f":"IFERROR(IF(VLOOKUP(D45,Arkusz!A:H,5,FALSE)=0,IF(H45=\"Na zapytanie\",\"\",\"EUR\"),\"PLN\"),\"\")","v":"PLN"}]
[null,null,null,"T02-0020",{"$f":"IFERROR(VLOOKUP(D46,Arkusz!A:H,3,FALSE),\"Brak towaru\")","v":"LSA łączówka uziemiająca 2/34, na gniezdnik i pręty"},{"$f":"IFERROR(VLOOKUP(D46,Arkusz!A:H,6,FALSE),\"-\")","v":"Cobi LSA telekomunikacja"},0.0,{"$f":"IFERROR(IF(VLOOKUP(D46,Arkusz!A:K,5,FALSE)=0,(IF(VLOOKUP(D46,Arkusz!A:K,11,FALSE)=0,\"Na zapytanie\",VLOOKUP(D46,Arkusz!A:K,11,FALSE))),(VLOOKUP(D46,Arkusz!A:K,5,FALSE))),\"Na zapytanie\")","v":"Na zapytanie"},"",{"$f":"IFERROR(IF(VLOOKUP(D46,Arkusz!A:H,5,FALSE)=0,IF(H46=\"Na zapytanie\",\"\",\"EUR\"),\"PLN\"),\"\")","v":""}]
[null,null,"Magazyny łączówek"]
[null,null,null,"T21-3060",{"$f":"IFERROR(VLOOKUP(D48,Arkusz!A:H,3,FALSE),\"Brak towaru\")","v":"Magazyn łączówek LSA 19''/1U na 60 par (3 x 2)"},{"$f":"IFERROR(VLOOKUP(D48,Arkusz!A:H,6,FALSE),\"-\")","v":"Cobi LSA telekomunikacja"},0.0,{"$f":"IFERROR(IF(VLOOKUP(D48,Arkusz!A:K,5,FALSE)=0,(IF(VLOOKUP(D48,Arkusz!A:K,11,FALSE)=0,\"Na zapytanie\",VLOOKUP(D48,Arkusz!A:K,11,FALSE))),(VLOOKUP(D48,Arkusz!A:K,5,FALSE))),\"Na zapytanie\")","v":106.49},{"$f":"IFERROR(IF(H48=\"Na zapytanie\",\"\",H48*(1-G48)),\"\")","v":106.49},{"$f":"IFERROR(IF(VLOOKUP(D48,Arkusz!A:H,5,FALSE)=0,IF(H48=\"Na zapytanie\",\"\",\"EUR\"),\"PLN\"),\"\")","v":"PLN"}]
[null,null,null,"T21-3120",{"$f":"IFERROR(VLOOKUP(D49,Arkusz!A:H,3,FALSE),\"Brak towaru\")","v":"Magazyn łączówek LSA 19''/2U na 120 par (3 x 4) "},{"$f":"IFERROR(VLOOKUP(D49,Arkusz!A:H,6,FALSE),\"-\")","v":"Cobi LSA telekomunikacja"},0.0,{"$f":"IFERROR(IF(VLOOKUP(D49,Arkusz!A:K,5,FALSE)=0,(IF(VLOOKUP(D49,Arkusz!A:K,11,FALSE)=0,\"Na zapytanie\",VLOOKUP(D49,Arkusz!A:K,11,FALSE))),(VLOOKUP(D49,Arkusz!A:K,5,FALSE))),\"Na zapytanie\")","v":108.1},108.1,{"$f":"IFERROR(IF(VLOOKUP(D49,Arkusz!A:H,5,FALSE)=0,IF(H49=\"Na zapytanie\",\"\",\"EUR\"),\"PLN\"),\"\")","v":"PLN"}]
[null,null,null,"T21-3150",{"$f":"IFERROR(VLOOKUP(D50,Arkusz!A:H,3,FALSE),\"Brak towaru\")","v":"Magazyn łączówek LSA 19''/3U na 150 par (3 x 5)"},{"$f":"IFERROR(VLOOKUP(D50,Arkusz!A:H,6,FALSE),\"-\")","v":"Cobi LSA telekomunikacja"},0.0,{"$f":"IFERROR(IF(VLOOKUP(D50,Arkusz!A:K,5,FALSE)=0,(IF(VLOOKUP(D50,Arkusz!A:K,11,FALSE)=0,\"Na zapytanie\",VLOOKUP(D50,Arkusz!A:K,11,FALSE))),(VLOOKUP(D50,Arkusz!A:K,5,FALSE))),\"Na zapytanie\")","v":130.18},130.18,{"$f":"IFERROR(IF(VLOOKUP(D50,Arkusz!A:H,5,FALSE)=0,IF(H50=\"Na zapytanie\",\"\",\"EUR\"),\"PLN\"),\"\")","v":"PLN"}]
[null,null,null,"T21-3180",{"$f":"IFERROR(VLOOKUP(D51,Arkusz!A:H,3,FALSE),\"Brak towaru\")","v":"Magazyn łączówek LSA 19''/3U na 180 par (1 x 18)"},{"$f":"IFERROR(VLOOKUP(D51,Arkusz!A:H,6,FALSE),\"-\")","v":"Cobi LSA telekomunikacja"},0.0,{"$f":"IFERROR(IF(VLOOKUP(D51,Arkusz!A:K,5,FALSE)=0,(IF(VLOOKUP(D51,Arkusz!A:K,11,FALSE)=0,\"Na zapytanie\",VLOOKUP(D51,Arkusz!A:K,11,FALSE))),(VLOOKUP(D51,Arkusz!A:K,5,FALSE))),\"Na zapytanie\")","v":103.5},103.5,{"$f":"IFERROR(IF(VLOOKUP(D51,Arkusz!A:H,5,FALSE)=0,IF(H51=\"Na zapytanie\",\"\",\"EUR\"),\"PLN\"),\"\")","v":"PLN"}]
[null,null,null,"T21-3210",{"$f":"IFERROR(VLOOKUP(D52,Arkusz!A:H,3,FALSE),\"Brak towaru\")","v":"Magazyn łączówek LSA 19''/4U na 210 par (3 x 7)"},{"$f":"IFERROR(VLOOKUP(D52,Arkusz!A:H,6,FALSE),\"-\")","v":"Cobi LSA telekomunikacja"},0.0,{"$f":"IFERROR(IF(VLOOKUP(D52,Arkusz!A:K,5,FALSE)=0,(IF(VLOOKUP(D52,Arkusz!A:K,11,FALSE)=0,\"Na zapytanie\",VLOOKUP(D52,Arkusz!A:K,11,FALSE))),(VLOOKUP(D52,Arkusz!A:K,5,FALSE))),\"Na zapytanie\")","v":172.5},172.5,{"$f":"IFERROR(IF(VLOOKUP(D52,Arkusz!A:H,5,FALSE)=0,IF(H52=\"Na zapytanie\",\"\",\"EUR\"),\"PLN\"),\"\")","v":"PLN"}]
[null,null,null,"T12-0500",{"$f":"IFERROR(VLOOKUP(D53,Arkusz!A:H,3,FALSE),\"Brak towaru\")","v":"Uchwyt do prętów dla łączówek LSA 2/10, gł. 46mm"},{"$f":"IFERROR(VLOOKUP(D53,Arkusz!A:H,6,FALSE),\"-\")","v":"Cobi LSA telekomunikacja"},0.0,{"$f":"IFERROR(IF(VLOOKUP(D53,Arkusz!A:K,5,FALSE)=0,(IF(VLOOKUP(D53,Arkusz!A:K,11,FALSE)=0,\"Na zapytanie\",VLOOKUP(D53,Arkusz!A:K,11,FALSE))),(VLOOKUP(D53,Arkusz!A:K,5,FALSE))),\"Na zapytanie\")","v":35.65},35.65,{"$f":"IFERROR(IF(VLOOKUP(D53,Arkusz!A:H,5,FALSE)=0,IF(H53=\"Na zapytanie\",\"\",\"EUR\"),\"PLN\"),\"\")","v":"PLN"}]
[null,null,null,"T12-0501",{"$f":"IFERROR(VLOOKUP(D54,Arkusz!A:H,3,FALSE),\"Brak towaru\")","v":"Uchwyt do prętów dla łączówek LSA 2/10, gł. 86mm"},{"$f":"IFERROR(VLOOKUP(D54,Arkusz!A:H,6,FALSE),\"-\")","v":"Cobi LSA telekomunikacja"},0.0,{"$f":"IFERROR(IF(VLOOKUP(D54,Arkusz!A:K,5,FALSE)=0,(IF(VLOOKUP(D54,Arkusz!A:K,11,FALSE)=0,\"Na zapytanie\",VLOOKUP(D54,Arkusz!A:K,11,FALSE))),(VLOOKUP(D54,Arkusz!A:K,5,FALSE))),\"Na zapytanie\")","v":"Na zapytanie"},"",{"$f":"IFERROR(IF(VLOOKUP(D54,Arkusz!A:H,5,FALSE)=0,IF(H54=\"Na zapytanie\",\"\",\"EUR\"),\"PLN\"),\"\")","v":""}]
[null,null,null,"T12-0502",{"$f":"IFERROR(VLOOKUP(D55,Arkusz!A:H,3,FALSE),\"Brak towaru\")","v":"Uchwyt do prętów dla łączówek LSA 2/10, gł. 170mm"},{"$f":"IFERROR(VLOOKUP(D55,Arkusz!A:H,6,FALSE),\"-\")","v":"Cobi LSA telekomunikacja"},0.0,{"$f":"IFERROR(IF(VLOOKUP(D55,Arkusz!A:K,5,FALSE)=0,(IF(VLOOKUP(D55,Arkusz!A:K,11,FALSE)=0,\"Na zapytanie\",VLOOKUP(D55,Arkusz!A:K,11,FALSE))),(VLOOKUP(D55,Arkusz!A:K,5,FALSE))),\"Na zapytanie\")","v":"Na zapytanie"},"",{"$f":"IFERROR(IF(VLOOKUP(D55,Arkusz!A:H,5,FALSE)=0,IF(H55=\"Na zapytanie\",\"\",\"EUR\"),\"PLN\"),\"\")","v":""}]
[null,"Rozdzielnie telekomunikacyjne"]
[null,null,"Rozdzielniki Box I, II, III, IV"]
[null,null,null,"T20-0018",{"$f":"IFERROR(VLOOKUP(D58,Arkusz!A:H,3,FALSE),\"Brak towaru\")","v":"Rozdzielnik Box I - dla 30 par, z zamkiem"},{"$f":"IFERROR(VLOOKUP(D58,Arkusz!A:H,6,FALSE),\"-\")","v":"Cobi LSA telekomunikacja"},0.0,{"$f":"IFERROR(IF(VLOOKUP(D58,Arkusz!A:K,5,FALSE)=0,(IF(VLOOKUP(D58,Arkusz!A:K,11,FALSE)=0,\"Na zapytanie\",VLOOKUP(D58,Arkusz!A:K,11,FALSE))),(VLOOKUP(D58,Arkusz!A:K,5,FALSE))),\"Na zapytanie\")","v":87.4},{"$f":"IFERROR(IF(H58=\"Na zapytanie\",\"\",H58*(1-G58)),\"\")","v":87.4},{"$f":"IFERROR(IF(VLOOKUP(D58,Arkusz!A:H,5,FALSE)=0,IF(H58=\"Na zapytanie\",\"\",\"EUR\"),\"PLN\"),\"\")","v":"PLN"}]
[null,null,null,"T20-0019",{"$f":"IFERROR(VLOOKUP(D59,Arkusz!A:H,3,FALSE),\"Brak towaru\")","v":"Rozdzielnik Box I - dla 30 par, z ryglem"},{"$f":"IFERROR(VLOOKUP(D59,Arkusz!A:H,6,FALSE),\"-\")","v":"Cobi LSA telekomunikacja"},0.0,{"$f":"IFERROR(IF(VLOOKUP(D59,Arkusz!A:K,5,FALSE)=0,(IF(VLOOKUP(D59,Arkusz!A:K,11,FALSE)=0,\"Na zapytanie\",VLOOKUP(D59,Arkusz!A:K,11,FALSE))),(VLOOKUP(D59,Arkusz!A:K,5,FALSE))),\"Na zapytanie\")","v":81.35},81.35,{"$f":"IFERROR(IF(VLOOKUP(D59,Arkusz!A:H,5,FALSE)=0,IF(H59=\"Na zapytanie\",\"\",\"EUR\"),\"PLN\"),\"\")","v":"PLN"}]
[null,null,null,"T20-0021",{"$f":"IFERROR(VLOOKUP(D60,Arkusz!A:H,3,FALSE),\"Brak towaru\")","v":"Nakładka pogłębiająca do Box I"},{"$f":"IFERROR(VLOOKUP(D60,Arkusz!A:H,6,FALSE),\"-\")","v":"Cobi LSA telekomunikacja"},0.0,{"$f":"IFERROR(IF(VLOOKUP(D60,Arkusz!A:K,5,FALSE)=0,(IF(VLOOKUP(D60,Arkusz!A:K,11,FALSE)=0,\"Na zapytanie\",VLOOKUP(D60,Arkusz!A:K,11,FALSE))),(VLOOKUP(D60,Arkusz!A:K,5,FALSE))),\"Na zapytanie\")","v":14.4},14.4,{"$f":"IFERROR(IF(VLOOKUP(D60,Arkusz!A:H,5,FALSE)=0,IF(H60=\"Na zapytanie\",\"\",\"EUR\"),\"PLN\"),\"\")","v":"PLN"}]
[null,null,null,"T20-0020",{"$f":"IFERROR(VLOOKUP(D61,Arkusz!A:H,3,FALSE),\"Brak towaru\")","v":"Ramka maskująca do Box I"},{"$f":"IFERROR(VLOOKUP(D61,Arkusz!A:H,6,FALSE),\"-\")","v":"Cobi LSA telekomunikacja"},0.0,{"$f":"IFERROR(IF(VLOOKUP(D61,Arkusz!A:K,5,FALSE)=0,(IF(VLOOKUP(D61,Arkusz!A:K,11,FALSE)=0,\"Na zapytanie\",VLOOKUP(D61,Arkusz!A:K,11,FALSE))),(VLOOKUP(D61,Arkusz!A:K,5,FALSE))),\"Na zapytanie\")","v":35.93},35.93,{"$f":"IFERROR(IF(VLOOKUP(D61,Arkusz!A:H,5,FALSE)=0,IF(H61=\"Na zapytanie\",\"\",\"EUR\"),\"PLN\"),\"\")","v":"PLN"}]
[null,null,null,"T20-0011",{"$f":"IFERROR(VLOOKUP(D62,Arkusz!A:H,3,FALSE),\"Brak towaru\")","v":"Rozdzielnik Box II - dla 50 par, z zamkiem"},{"$f":"IFERROR(VLOOKUP(D62,Arkusz!A:H,6,FALSE),\"-\")","v":"Cobi LSA telekomunikacja"},0.0,{"$f":"IFERROR(IF(VLOOKUP(D62,Arkusz!A:K,5,FALSE)=0,(IF(VLOOKUP(D62,Arkusz!A:K,11,FALSE)=0,\"Na zapytanie\",VLOOKUP(D62,Arkusz!A:K,11,FALSE))),(VLOOKUP(D62,Arkusz!A:K,5,FALSE))),\"Na zapytanie\")","v":103.5},103.5,{"$f":"IFERROR(IF(VLOOKUP(D62,Arkusz!A:H,5,FALSE)=0,IF(H62=\"Na zapytanie\",\"\",\"EUR\"),\"PLN\"),\"\")","v":"PLN"}]
[null,null,null,"T20-0010",{"$f":"IFERROR(VLOOKUP(D63,Arkusz!A:H,3,FALSE),\"Brak towaru\")","v":"Rozdzielnik Box II - dla 50 par, z ryglem"},{"$f":"IFERROR(VLOOKUP(D63,Arkusz!A:H,6,FALSE),\"-\")","v":"Cobi LSA telekomunikacja"},0.0,{"$f":"IFERROR(IF(VLOOKUP(D63,Arkusz!A:K,5,FALSE)=0,(IF(VLOOKUP(D63,Arkusz!A:K,11,FALSE)=0,\"Na zapytanie\",VLOOKUP(D63,Arkusz!A:K,11,FALSE))),(VLOOKUP(D63,Arkusz!A:K,5,FALSE))),\"Na zapytanie\")","v":92},92,{"$f":"IFERROR(IF(VLOOKUP(D63,Arkusz!A:H,5,FALSE)=0,IF(H63=\"Na zapytanie\",\"\",\"EUR\"),\"PLN\"),\"\")","v":"PLN"}]
[null,null,null,"T20-0008",{"$f":"IFERROR(VLOOKUP(D64,Arkusz!A:H,3,FALSE),\"Brak towaru\")","v":"Nakładka pogłębiająca do Box II"},{"$f":"IFERROR(VLOOKUP(D64,Arkusz!A:H,6,FALSE),\"-\")","v":"Cobi LSA telekomunikacja"},0.0,{"$f":"IFERROR(IF(VLOOKUP(D64,Arkusz!A:K,5,FALSE)=0,(IF(VLOOKUP(D64,Arkusz!A:K,11,FALSE)=0,\"Na zapytanie\",VLOOKUP(D64,Arkusz!A:K,11,FALSE))),(VLOOKUP(D64,Arkusz!A:K,5,FALSE))),\"Na zapytanie\")","v":"Na zapytanie"},"",{"$f":"IFERROR(IF(VLOOKUP(D64,Arkusz!A:H,5,FALSE)=0,IF(H64=\"Na zapytanie\",\"\",\"EUR\"),\"PLN\"),\"\")","v":""}]
[null,null,null,"T20-0009",{"$f":"IFERROR(VLOOKUP(D65,Arkusz!A:H,3,FALSE),\"Brak towaru\")","v":"Ramka maskująca do Box II"},{"$f":"IFERROR(VLOOKUP(D65,Arkusz!A:H,6,FALSE),\"-\")","v":"Cobi LSA telekomunikacja"},0.0,{"$f":"IFERROR(IF(VLOOKUP(D65,Arkusz!A:K,5,FALSE)=0,(IF(VLOOKUP(D65,Arkusz!A:K,11,FALSE)=0,\"Na zapytanie\",VLOOKUP(D65,Arkusz!A:K,11,FALSE))),(VLOOKUP(D65,Arkusz!A:K,5,FALSE))),\"Na zapytanie\")","v":37.61},37.61,{"$f":"IFERROR(IF(VLOOKUP(D65,Arkusz!A:H,5,FALSE)=0,IF(H65=\"Na zapytanie\",\"\",\"EUR\"),\"PLN\"),\"\")","v":"PLN"}]
[null,null,null,"T20-0028",{"$f":"IFERROR(VLOOKUP(D66,Arkusz!A:H,3,FALSE),\"Brak towaru\")","v":"Rozdzielnik Box III - dla 100 par, z zamkiem"},{"$f":"IFERROR(VLOOKUP(D66,Arkusz!A:H,6,FALSE),\"-\")","v":"Cobi LSA telekomunikacja"},0.0,{"$f":"IFERROR(IF(VLOOKUP(D66,Arkusz!A:K,5,FALSE)=0,(IF(VLOOKUP(D66,Arkusz!A:K,11,FALSE)=0,\"Na zapytanie\",VLOOKUP(D66,Arkusz!A:K,11,FALSE))),(VLOOKUP(D66,Arkusz!A:K,5,FALSE))),\"Na zapytanie\")","v":142.6},142.6,{"$f":"IFERROR(IF(VLOOKUP(D66,Arkusz!A:H,5,FALSE)=0,IF(H66=\"Na zapytanie\",\"\",\"EUR\"),\"PLN\"),\"\")","v":"PLN"}]
[null,null,null,"T20-0029",{"$f":"IFERROR(VLOOKUP(D67,Arkusz!A:H,3,FALSE),\"Brak towaru\")","v":"Rozdzielnik Box III - dla 100 par, z ryglem"},{"$f":"IFERROR(VLOOKUP(D67,Arkusz!A:H,6,FALSE),\"-\")","v":"Cobi LSA telekomunikacja"},0.0,{"$f":"IFERROR(IF(VLOOKUP(D67,Arkusz!A:K,5,FALSE)=0,(IF(VLOOKUP(D67,Arkusz!A:K,11,FALSE)=0,\"Na zapytanie\",VLOOKUP(D67,Arkusz!A:K,11,FALSE))),(VLOOKUP(D67,Arkusz!A:K,5,FALSE))),\"Na zapytanie\")","v":131.1},131.1,{"$f":"IFERROR(IF(VLOOKUP(D67,Arkusz!A:H,5,FALSE)=0,IF(H67=\"Na zapytanie\",\"\",\"EUR\"),\"PLN\"),\"\")","v":"PLN"}]
[null,null,null,"T20-0031",{"$f":"IFERROR(VLOOKUP(D68,Arkusz!A:H,3,FALSE),\"Brak towaru\")","v":"Nakładka pogłębiająca do Box III"},{"$f":"IFERROR(VLOOKUP(D68,Arkusz!A:H,6,FALSE),\"-\")","v":"Cobi LSA telekomunikacja"},0.0,{"$f":"IFERROR(IF(VLOOKUP(D68,Arkusz!A:K,5,FALSE)=0,(IF(VLOOKUP(D68,Arkusz!A:K,11,FALSE)=0,\"Na zapytanie\",VLOOKUP(D68,Arkusz!A:K,11,FALSE))),(VLOOKUP(D68,Arkusz!A:K,5,FALSE))),\"Na zapytanie\")","v":85.72},85.72,{"$f":"IFERROR(IF(VLOOKUP(D68,Arkusz!A:H,5,FALSE)=0,IF(H68=\"Na zapytanie\",\"\",\"EUR\"),\"PLN\"),\"\")","v":"PLN"}]
[null,null,null,"T20-0030",{"$f":"IFERROR(VLOOKUP(D69,Arkusz!A:H,3,FALSE),\"Brak towaru\")","v":"Ramka maskująca do Box III"},{"$f":"IFERROR(VLOOKUP(D69,Arkusz!A:H,6,FALSE),\"-\")","v":"Cobi LSA telekomunikacja"},0.0,{"$f":"IFERROR(IF(VLOOKUP(D69,Arkusz!A:K,5,FALSE)=0,(IF(VLOOKUP(D69,Arkusz!A:K,11,FALSE)=0,\"Na zapytanie\",VLOOKUP(D69,Arkusz!A:K,11,FALSE))),(VLOOKUP(D69,Arkusz!A:K,5,FALSE))),\"Na zapytanie\")","v":43.08},43.08,{"$f":"IFERROR(IF(VLOOKUP(D69,Arkusz!A:H,5,FALSE)=0,IF(H69=\"Na zapytanie\",\"\",\"EUR\"),\"PLN\"),\"\")","v":"PLN"}]
[null,null,null,"T20-0071",{"$f":"IFERROR(VLOOKUP(D70,Arkusz!A:H,3,FALSE),\"Brak towaru\")","v":"Rozdzielnik Box IV - dla 300 par, z ryglem"},{"$f":"IFERROR(VLOOKUP(D70,Arkusz!A:H,6,FALSE),\"-\")","v":"Cobi LSA telekomunikacja"},0.0,{"$f":"IFERROR(IF(VLOOKUP(D70,Arkusz!A:K,5,FALSE)=0,(IF(VLOOKUP(D70,Arkusz!A:K,11,FALSE)=0,\"Na zapytanie\",VLOOKUP(D70,Arkusz!A:K,11,FALSE))),(VLOOKUP(D70,Arkusz!A:K,5,FALSE))),\"Na zapytanie\")","v":561.2},561.2,{"$f":"IFERROR(IF(VLOOKUP(D70,Arkusz!A:H,5,FALSE)=0,IF(H70=\"Na zapytanie\",\"\",\"EUR\"),\"PLN\"),\"\")","v":"PLN"}]
[null,null,null,"T20-0070",{"$f":"IFERROR(VLOOKUP(D71,Arkusz!A:H,3,FALSE),\"Brak towaru\")","v":"Rozdzielnik Box IV - dla 300 par, z zamkiem"},{"$f":"IFERROR(VLOOKUP(D71,Arkusz!A:H,6,FALSE),\"-\")","v":"Cobi LSA telekomunikacja"},0.0,{"$f":"IFERROR(IF(VLOOKUP(D71,Arkusz!A:K,5,FALSE)=0,(IF(VLOOKUP(D71,Arkusz!A:K,11,FALSE)=0,\"Na zapytanie\",VLOOKUP(D71,Arkusz!A:K,11,FALSE))),(VLOOKUP(D71,Arkusz!A:K,5,FALSE))),\"Na zapytanie\")","v":"Na zapytanie"},"",{"$f":"IFERROR(IF(VLOOKUP(D71,Arkusz!A:H,5,FALSE)=0,IF(H71=\"Na zapytanie\",\"\",\"EUR\"),\"PLN\"),\"\")","v":""}]
[null,null,null,"T20-0075",{"$f":"IFERROR(VLOOKUP(D72,Arkusz!A:H,3,FALSE),\"Brak towaru\")","v":"Nakładka pogłębiająca do Box IV"},{"$f":"IFERROR(VLOOKUP(D72,Arkusz!A:H,6,FALSE),\"-\")","v":"Cobi LSA telekomunikacja"},0.0,{"$f":"IFERROR(IF(VLOOKUP(D72,Arkusz!A:K,5,FALSE)=0,(IF(VLOOKUP(D72,Arkusz!A:K,11,FALSE)=0,\"Na zapytanie\",VLOOKUP(D72,Arkusz!A:K,11,FALSE))),(VLOOKUP(D72,Arkusz!A:K,5,FALSE))),\"Na zapytanie\")","v":138},138,{"$f":"IFERROR(IF(VLOOKUP(D72,Arkusz!A:H,5,FALSE)=0,IF(H72=\"Na zapytanie\",\"\",\"EUR\"),\"PLN\"),\"\")","v":"PLN"}]
[null,null,null,"T20-0073",{"$f":"IFERROR(VLOOKUP(D73,Arkusz!A:H,3,FALSE),\"Brak towaru\")","v":"Ramka maskująca do Box IV"},{"$f":"IFERROR(VLOOKUP(D73,Arkusz!A:H,6,FALSE),\"-\")","v":"Cobi LSA telekomunikacja"},0.0,{"$f":"IFERROR(IF(VLOOKUP(D73,Arkusz!A:K,5,FALSE)=0,(IF(VLOOKUP(D73,Arkusz!A:K,11,FALSE)=0,\"Na zapytanie\",VLOOKUP(D73,Arkusz!A:K,11,FALSE))),(VLOOKUP(D73,Arkusz!A:K,5,FALSE))),\"Na zapytanie\")","v":"Na zapytanie"},"",{"$f":"IFERROR(IF(VLOOKUP(D73,Arkusz!A:H,5,FALSE)=0,IF(H73=\"Na zapytanie\",\"\",\"EUR\"),\"PLN\"),\"\")","v":""}]
[null,null,"Boxy VKA"]
[null,null,null,"T20-1002",{"$f":"IFERROR(VLOOKUP(D75,Arkusz!A:H,3,FALSE),\"Brak towaru\")","v":"Box VKA2 - przełącznica szafkowa dla 100 par"},{"$f":"IFERROR(VLOOKUP(D75,Arkusz!A:H,6,FALSE),\"-\")","v":"Cobi LSA telekomunikacja"},0.0,{"$f":"IFERROR(IF(VLOOKUP(D75,Arkusz!A:K,5,FALSE)=0,(IF(VLOOKUP(D75,Arkusz!A:K,11,FALSE)=0,\"Na zapytanie\",VLOOKUP(D75,Arkusz!A:K,11,FALSE))),(VLOOKUP(D75,Arkusz!A:K,5,FALSE))),\"Na zapytanie\")","v":"Na zapytanie"},{"$f":"IFERROR(IF(H75=\"Na zapytanie\",\"\",H75*(1-G75)),\"\")","v":""},{"$f":"IFERROR(IF(VLOOKUP(D75,Arkusz!A:H,5,FALSE)=0,IF(H75=\"Na zapytanie\",\"\",\"EUR\"),\"PLN\"),\"\")","v":""}]
[null,null,null,"T20-1004",{"$f":"IFERROR(VLOOKUP(D76,Arkusz!A:H,3,FALSE),\"Brak towaru\")","v":"Box VKA4 - przełącznica szafkowa dla 140 par"},{"$f":"IFERROR(VLOOKUP(D76,Arkusz!A:H,6,FALSE),\"-\")","v":"Cobi LSA telekomunikacja"},0.0,{"$f":"IFERROR(IF(VLOOKUP(D76,Arkusz!A:K,5,FALSE)=0,(IF(VLOOKUP(D76,Arkusz!A:K,11,FALSE)=0,\"Na zapytanie\",VLOOKUP(D76,Arkusz!A:K,11,FALSE))),(VLOOKUP(D76,Arkusz!A:K,5,FALSE))),\"Na zapytanie\")","v":271.7},271.7,{"$f":"IFERROR(IF(VLOOKUP(D76,Arkusz!A:H,5,FALSE)=0,IF(H76=\"Na zapytanie\",\"\",\"EUR\"),\"PLN\"),\"\")","v":"PLN"}]
[null,null,null,"T20-1008",{"$f":"IFERROR(VLOOKUP(D77,Arkusz!A:H,3,FALSE),\"Brak towaru\")","v":"Box VKA8 - przełącznica szafkowa dla 280 par"},{"$f":"IFERROR(VLOOKUP(D77,Arkusz!A:H,6,FALSE),\"-\")","v":"Cobi LSA telekomunikacja"},0.0,{"$f":"IFERROR(IF(VLOOKUP(D77,Arkusz!A:K,5,FALSE)=0,(IF(VLOOKUP(D77,Arkusz!A:K,11,FALSE)=0,\"Na zapytanie\",VLOOKUP(D77,Arkusz!A:K,11,FALSE))),(VLOOKUP(D77,Arkusz!A:K,5,FALSE))),\"Na zapytanie\")","v":406.41},406.41,{"$f":"IFERROR(IF(VLOOKUP(D77,Arkusz!A:H,5,FALSE)=0,IF(H77=\"Na zapytanie\",\"\",\"EUR\"),\"PLN\"),\"\")","v":"PLN"}]
[null,null,null,"T20-1012",{"$f":"IFERROR(VLOOKUP(D78,Arkusz!A:H,3,FALSE),\"Brak towaru\")","v":"Box VKA12 - przełącznica szafkowa dla 420 par"},{"$f":"IFERROR(VLOOKUP(D78,Arkusz!A:H,6,FALSE),\"-\")","v":"Cobi LSA telekomunikacja"},0.0,{"$f":"IFERROR(IF(VLOOKUP(D78,Arkusz!A:K,5,FALSE)=0,(IF(VLOOKUP(D78,Arkusz!A:K,11,FALSE)=0,\"Na zapytanie\",VLOOKUP(D78,Arkusz!A:K,11,FALSE))),(VLOOKUP(D78,Arkusz!A:K,5,FALSE))),\"Na zapytanie\")","v":"Na zapytanie"},"",{"$f":"IFERROR(IF(VLOOKUP(D78,Arkusz!A:H,5,FALSE)=0,IF(H78=\"Na zapytanie\",\"\",\"EUR\"),\"PLN\"),\"\")","v":""}]
[null,null,null,"T20-1014",{"$f":"IFERROR(VLOOKUP(D79,Arkusz!A:H,3,FALSE),\"Brak towaru\")","v":"Box VKA14 - przełącznica szafkowa dla 540 par"},{"$f":"IFERROR(VLOOKUP(D79,Arkusz!A:H,6,FALSE),\"-\")","v":"Cobi LSA telekomunikacja"},0.0,{"$f":"IFERROR(IF(VLOOKUP(D79,Arkusz!A:K,5,FALSE)=0,(IF(VLOOKUP(D79,Arkusz!A:K,11,FALSE)=0,\"Na zapytanie\",VLOOKUP(D79,Arkusz!A:K,11,FALSE))),(VLOOKUP(D79,Arkusz!A:K,5,FALSE))),\"Na zapytanie\")","v":"Na zapytanie"},"",{"$f":"IFERROR(IF(VLOOKUP(D79,Arkusz!A:H,5,FALSE)=0,IF(H79=\"Na zapytanie\",\"\",\"EUR\"),\"PLN\"),\"\")","v":""}]
[null,null,"Rozdzielniki zewnętrzne"]
[null,null,null,"T20-0176",{"$f":"IFERROR(VLOOKUP(D81,Arkusz!A:H,3,FALSE),\"Brak towaru\")","v":"Box zewnętrzny KS100 natynkowy IP54 z zamkiem na 100 par, gniezdnik"},{"$f":"IFERROR(VLOOKUP(D81,Arkusz!A:H,6,FALSE),\"-\")","v":"Cobi LSA telekomunikacja"},0.0,{"$f":"IFERROR(IF(VLOOKUP(D81,Arkusz!A:K,5,FALSE)=0,(IF(VLOOKUP(D81,Arkusz!A:K,11,FALSE)=0,\"Na zapytanie\",VLOOKUP(D81,Arkusz!A:K,11,FALSE))),(VLOOKUP(D81,Arkusz!A:K,5,FALSE))),\"Na zapytanie\")","v":"Na zapytanie"},{"$f":"IFERROR(IF(H81=\"Na zapytanie\",\"\",H81*(1-G81)),\"\")","v":""},{"$f":"IFERROR(IF(VLOOKUP(D81,Arkusz!A:H,5,FALSE)=0,IF(H81=\"Na zapytanie\",\"\",\"EUR\"),\"PLN\"),\"\")","v":""}]
[null,null,null,"T20-0177",{"$f":"IFERROR(VLOOKUP(D82,Arkusz!A:H,3,FALSE),\"Brak towaru\")","v":"Box zewnętrzny KS100 podtynkowy IP54 z zamkiem na 100 par, gniezdnik"},{"$f":"IFERROR(VLOOKUP(D82,Arkusz!A:H,6,FALSE),\"-\")","v":"Cobi LSA telekomunikacja"},0.0,{"$f":"IFERROR(IF(VLOOKUP(D82,Arkusz!A:K,5,FALSE)=0,(IF(VLOOKUP(D82,Arkusz!A:K,11,FALSE)=0,\"Na zapytanie\",VLOOKUP(D82,Arkusz!A:K,11,FALSE))),(VLOOKUP(D82,Arkusz!A:K,5,FALSE))),\"Na zapytanie\")","v":"Na zapytanie"},"",{"$f":"IFERROR(IF(VLOOKUP(D82,Arkusz!A:H,5,FALSE)=0,IF(H82=\"Na zapytanie\",\"\",\"EUR\"),\"PLN\"),\"\")","v":""}]
[null,null,null,"T20-0148",{"$f":"IFERROR(VLOOKUP(D83,Arkusz!A:H,3,FALSE),\"Brak towaru\")","v":"Box zewnętrzny KS20 natynkowy IP54 z zamkiem na 20"},{"$f":"IFERROR(VLOOKUP(D83,Arkusz!A:H,6,FALSE),\"-\")","v":"Cobi LSA telekomunikacja"},0.0,{"$f":"IFERROR(IF(VLOOKUP(D83,Arkusz!A:K,5,FALSE)=0,(IF(VLOOKUP(D83,Arkusz!A:K,11,FALSE)=0,\"Na zapytanie\",VLOOKUP(D83,Arkusz!A:K,11,FALSE))),(VLOOKUP(D83,Arkusz!A:K,5,FALSE))),\"Na zapytanie\")","v":"Na zapytanie"},"",{"$f":"IFERROR(IF(VLOOKUP(D83,Arkusz!A:H,5,FALSE)=0,IF(H83=\"Na zapytanie\",\"\",\"EUR\"),\"PLN\"),\"\")","v":""}]
[null,null,null,"T20-0150",{"$f":"IFERROR(VLOOKUP(D84,Arkusz!A:H,3,FALSE),\"Brak towaru\")","v":"Box zewnętrzny KS20 podtynkowy IP54 z zamkiem na 20 par"},{"$f":"IFERROR(VLOOKUP(D84,Arkusz!A:H,6,FALSE),\"-\")","v":"Cobi LSA telekomunikacja"},0.0,{"$f":"IFERROR(IF(VLOOKUP(D84,Arkusz!A:K,5,FALSE)=0,(IF(VLOOKUP(D84,Arkusz!A:K,11,FALSE)=0,\"Na zapytanie\",VLOOKUP(D84,Arkusz!A:K,11,FALSE))),(VLOOKUP(D84,Arkusz!A:K,5,FALSE))),\"Na zapytanie\")","v":"Na zapytanie"},"",{"$f":"IFERROR(IF(VLOOKUP(D84,Arkusz!A:H,5,FALSE)=0,IF(H84=\"Na zapytanie\",\"\",\"EUR\"),\"PLN\"),\"\")","v":""}]
[null,null,null,"T20-0151",{"$f":"IFERROR(VLOOKUP(D85,Arkusz!A:H,3,FALSE),\"Brak towaru\")","v":"Box zewnętrzny TT1 natynkowy IP54 z zamkiem, z gniezdnikiem"},{"$f":"IFERROR(VLOOKUP(D85,Arkusz!A:H,6,FALSE),\"-\")","v":"Cobi LSA telekomunikacja"},0.0,{"$f":"IFERROR(IF(VLOOKUP(D85,Arkusz!A:K,5,FALSE)=0,(IF(VLOOKUP(D85,Arkusz!A:K,11,FALSE)=0,\"Na zapytanie\",VLOOKUP(D85,Arkusz!A:K,11,FALSE))),(VLOOKUP(D85,Arkusz!A:K,5,FALSE))),\"Na zapytanie\")","v":"Na zapytanie"},"",{"$f":"IFERROR(IF(VLOOKUP(D85,Arkusz!A:H,5,FALSE)=0,IF(H85=\"Na zapytanie\",\"\",\"EUR\"),\"PLN\"),\"\")","v":""}]
[null,"Przełącznice stojące, MDF"]
[null,null,null,"T21-1180",{"$f":"IFERROR(VLOOKUP(D87,Arkusz!A:H,3,FALSE),\"Brak towaru\")","v":"Przełącznica przyścienna MDF 1x800  dla 80 łączówek"},{"$f":"IFERROR(VLOOKUP(D87,Arkusz!A:H,6,FALSE),\"-\")","v":"Cobi LSA telekomunikacja"},0.0,{"$f":"IFERROR(IF(VLOOKUP(D87,Arkusz!A:K,5,FALSE)=0,(IF(VLOOKUP(D87,Arkusz!A:K,11,FALSE)=0,\"Na zapytanie\",VLOOKUP(D87,Arkusz!A:K,11,FALSE))),(VLOOKUP(D87,Arkusz!A:K,5,FALSE))),\"Na zapytanie\")","v":"Na zapytanie"},{"$f":"IFERROR(IF(H87=\"Na zapytanie\",\"\",H87*(1-G87)),\"\")","v":""},{"$f":"IFERROR(IF(VLOOKUP(D87,Arkusz!A:H,5,FALSE)=0,IF(H87=\"Na zapytanie\",\"\",\"EUR\"),\"PLN\"),\"\")","v":""}]
[null,null,null,"T21-1280",{"$f":"IFERROR(VLOOKUP(D88,Arkusz!A:H,3,FALSE),\"Brak towaru\")","v":"Przełącznica przyścienna MDF 2x800 dla 80 łączówek"},{"$f":"IFERROR(VLOOKUP(D88,Arkusz!A:H,6,FALSE),\"-\")","v":"Cobi LSA telekomunikacja"},0.0,{"$f":"IFERROR(IF(VLOOKUP(D88,Arkusz!A:K,5,FALSE)=0,(IF(VLOOKUP(D88,Arkusz!A:K,11,FALSE)=0,\"Na zapytanie\",VLOOKUP(D88,Arkusz!A:K,11,FALSE))),(VLOOKUP(D88,Arkusz!A:K,5,FALSE))),\"Na zapytanie\")","v":"Na zapytanie"},"",{"$f":"IFERROR(IF(VLOOKUP(D88,Arkusz!A:H,5,FALSE)=0,IF(H88=\"Na zapytanie\",\"\",\"EUR\"),\"PLN\"),\"\")","v":""}]
[null,null,null,"T21-1190",{"$f":"IFERROR(VLOOKUP(D89,Arkusz!A:H,3,FALSE),\"Brak towaru\")","v":"Przełącznica przyścienna MDF 1x900  dla 90 łączówek"},{"$f":"IFERROR(VLOOKUP(D89,Arkusz!A:H,6,FALSE),\"-\")","v":"Cobi LSA telekomunikacja"},0.0,{"$f":"IFERROR(IF(VLOOKUP(D89,Arkusz!A:K,5,FALSE)=0,(IF(VLOOKUP(D89,Arkusz!A:K,11,FALSE)=0,\"Na zapytanie\",VLOOKUP(D89,Arkusz!A:K,11,FALSE))),(VLOOKUP(D89,Arkusz!A:K,5,FALSE))),\"Na zapytanie\")","v":"Na zapytanie"},"",{"$f":"IFERROR(IF(VLOOKUP(D89,Arkusz!A:H,5,FALSE)=0,IF(H89=\"Na zapytanie\",\"\",\"EUR\"),\"PLN\"),\"\")","v":""}]
[null,null,null,"T21-1290",{"$f":"IFERROR(VLOOKUP(D90,Arkusz!A:H,3,FALSE),\"Brak towaru\")","v":"Przełącznica przyścienna MDF 2x900 dla 90 łączówek"},{"$f":"IFERROR(VLOOKUP(D90,Arkusz!A:H,6,FALSE),\"-\")","v":"Cobi LSA telekomunikacja"},0.0,{"$f":"IFERROR(IF(VLOOKUP(D90,Arkusz!A:K,5,FALSE)=0,(IF(VLOOKUP(D90,Arkusz!A:K,11,FALSE)=0,\"Na zapytanie\",VLOOKUP(D90,Arkusz!A:K,11,FALSE))),(VLOOKUP(D90,Arkusz!A:K,5,FALSE))),\"Na zapytanie\")","v":"Na zapytanie"},"",{"$f":"IFERROR(IF(VLOOKUP(D90,Arkusz!A:H,5,FALSE)=0,IF(H90=\"Na zapytanie\",\"\",\"EUR\"),\"PLN\"),\"\")","v":""}]
[null,null,null,"T21-1070",{"$f":"IFERROR(VLOOKUP(D91,Arkusz!A:H,3,FALSE),\"Brak towaru\")","v":"Przełącznica przyścienna MDF 700 dla 70 łączówek"},{"$f":"IFERROR(VLOOKUP(D91,Arkusz!A:H,6,FALSE),\"-\")","v":"Cobi LSA telekomunikacja"},0.0,{"$f":"IFERROR(IF(VLOOKUP(D91,Arkusz!A:K,5,FALSE)=0,(IF(VLOOKUP(D91,Arkusz!A:K,11,FALSE)=0,\"Na zapytanie\",VLOOKUP(D91,Arkusz!A:K,11,FALSE))),(VLOOKUP(D91,Arkusz!A:K,5,FALSE))),\"Na zapytanie\")","v":"Na zapytanie"},"",{"$f":"IFERROR(IF(VLOOKUP(D91,Arkusz!A:H,5,FALSE)=0,IF(H91=\"Na zapytanie\",\"\",\"EUR\"),\"PLN\"),\"\")","v":""}]
[null,null,null,"T21-1140",{"$f":"IFERROR(VLOOKUP(D92,Arkusz!A:H,3,FALSE),\"Brak towaru\")","v":"Przełącznica przyścienna MDF 1400 dla 140 łączówek"},{"$f":"IFERROR(VLOOKUP(D92,Arkusz!A:H,6,FALSE),\"-\")","v":"Cobi LSA telekomunikacja"},0.0,{"$f":"IFERROR(IF(VLOOKUP(D92,Arkusz!A:K,5,FALSE)=0,(IF(VLOOKUP(D92,Arkusz!A:K,11,FALSE)=0,\"Na zapytanie\",VLOOKUP(D92,Arkusz!A:K,11,FALSE))),(VLOOKUP(D92,Arkusz!A:K,5,FALSE))),\"Na zapytanie\")","v":1610},1610,{"$f":"IFERROR(IF(VLOOKUP(D92,Arkusz!A:H,5,FALSE)=0,IF(H92=\"Na zapytanie\",\"\",\"EUR\"),\"PLN\"),\"\")","v":"PLN"}]
[null,null,null,"T21-1160",{"$f":"IFERROR(VLOOKUP(D93,Arkusz!A:H,3,FALSE),\"Brak towaru\")","v":"Przełącznica przyścienna MDF 1600 dla 160 łączówek"},{"$f":"IFERROR(VLOOKUP(D93,Arkusz!A:H,6,FALSE),\"-\")","v":"Cobi LSA telekomunikacja"},0.0,{"$f":"IFERROR(IF(VLOOKUP(D93,Arkusz!A:K,5,FALSE)=0,(IF(VLOOKUP(D93,Arkusz!A:K,11,FALSE)=0,\"Na zapytanie\",VLOOKUP(D93,Arkusz!A:K,11,FALSE))),(VLOOKUP(D93,Arkusz!A:K,5,FALSE))),\"Na zapytanie\")","v":"Na zapytanie"},"",{"$f":"IFERROR(IF(VLOOKUP(D93,Arkusz!A:H,5,FALSE)=0,IF(H93=\"Na zapytanie\",\"\",\"EUR\"),\"PLN\"),\"\")","v":""}]
[null,null,null,"T21-2270",{"$f":"IFERROR(VLOOKUP(D94,Arkusz!A:H,3,FALSE),\"Brak towaru\")","v":"Przełącznica wolnostojąca MDF 2700 dla 270 łączówek"},{"$f":"IFERROR(VLOOKUP(D94,Arkusz!A:H,6,FALSE),\"-\")","v":"Cobi LSA telekomunikacja"},0.0,{"$f":"IFERROR(IF(VLOOKUP(D94,Arkusz!A:K,5,FALSE)=0,(IF(VLOOKUP(D94,Arkusz!A:K,11,FALSE)=0,\"Na zapytanie\",VLOOKUP(D94,Arkusz!A:K,11,FALSE))),(VLOOKUP(D94,Arkusz!A:K,5,FALSE))),\"Na zapytanie\")","v":"Na zapytanie"},"",{"$f":"IFERROR(IF(VLOOKUP(D94,Arkusz!A:H,5,FALSE)=0,IF(H94=\"Na zapytanie\",\"\",\"EUR\"),\"PLN\"),\"\")","v":""}]
[null,null,null,"T21-1270",{"$f":"IFERROR(VLOOKUP(D95,Arkusz!A:H,3,FALSE),\"Brak towaru\")","v":"Przełącznica przyścienna MDF 2700P dla 270 łączówek"},{"$f":"IFERROR(VLOOKUP(D95,Arkusz!A:H,6,FALSE),\"-\")","v":"Cobi LSA telekomunikacja"},0.0,{"$f":"IFERROR(IF(VLOOKUP(D95,Arkusz!A:K,5,FALSE)=0,(IF(VLOOKUP(D95,Arkusz!A:K,11,FALSE)=0,\"Na zapytanie\",VLOOKUP(D95,Arkusz!A:K,11,FALSE))),(VLOOKUP(D95,Arkusz!A:K,5,FALSE))),\"Na zapytanie\")","v":"Na zapytanie"},"",{"$f":"IFERROR(IF(VLOOKUP(D95,Arkusz!A:H,5,FALSE)=0,IF(H95=\"Na zapytanie\",\"\",\"EUR\"),\"PLN\"),\"\")","v":""}]
[null,null,null,"T21-0034",{"$f":"IFERROR(VLOOKUP(D96,Arkusz!A:H,3,FALSE),\"Brak towaru\")","v":"Przełącznica szafkowa 510 (340 par)"},{"$f":"IFERROR(VLOOKUP(D96,Arkusz!A:H,6,FALSE),\"-\")","v":"Cobi LSA telekomunikacja"},0.0,{"$f":"IFERROR(IF(VLOOKUP(D96,Arkusz!A:K,5,FALSE)=0,(IF(VLOOKUP(D96,Arkusz!A:K,11,FALSE)=0,\"Na zapytanie\",VLOOKUP(D96,Arkusz!A:K,11,FALSE))),(VLOOKUP(D96,Arkusz!A:K,5,FALSE))),\"Na zapytanie\")","v":1430.6},1430.6,{"$f":"IFERROR(IF(VLOOKUP(D96,Arkusz!A:H,5,FALSE)=0,IF(H96=\"Na zapytanie\",\"\",\"EUR\"),\"PLN\"),\"\")","v":"PLN"}]
[null,null,null,"T21-0068",{"$f":"IFERROR(VLOOKUP(D97,Arkusz!A:H,3,FALSE),\"Brak towaru\")","v":"Przełącznica szafkowa 520 (680 par)"},{"$f":"IFERROR(VLOOKUP(D97,Arkusz!A:H,6,FALSE),\"-\")","v":"Cobi LSA telekomunikacja"},0.0,{"$f":"IFERROR(IF(VLOOKUP(D97,Arkusz!A:K,5,FALSE)=0,(IF(VLOOKUP(D97,Arkusz!A:K,11,FALSE)=0,\"Na zapytanie\",VLOOKUP(D97,Arkusz!A:K,11,FALSE))),(VLOOKUP(D97,Arkusz!A:K,5,FALSE))),\"Na zapytanie\")","v":"Na zapytanie"},"",{"$f":"IFERROR(IF(VLOOKUP(D97,Arkusz!A:H,5,FALSE)=0,IF(H97=\"Na zapytanie\",\"\",\"EUR\"),\"PLN\"),\"\")","v":""}]
[null,null,null,"T21-0102",{"$f":"IFERROR(VLOOKUP(D98,Arkusz!A:H,3,FALSE),\"Brak towaru\")","v":"Przełącznica szafkowa 530 (1020 par)"},{"$f":"IFERROR(VLOOKUP(D98,Arkusz!A:H,6,FALSE),\"-\")","v":"Cobi LSA telekomunikacja"},0.0,{"$f":"IFERROR(IF(VLOOKUP(D98,Arkusz!A:K,5,FALSE)=0,(IF(VLOOKUP(D98,Arkusz!A:K,11,FALSE)=0,\"Na zapytanie\",VLOOKUP(D98,Arkusz!A:K,11,FALSE))),(VLOOKUP(D98,Arkusz!A:K,5,FALSE))),\"Na zapytanie\")","v":2307.15},2307.15,{"$f":"IFERROR(IF(VLOOKUP(D98,Arkusz!A:H,5,FALSE)=0,IF(H98=\"Na zapytanie\",\"\",\"EUR\"),\"PLN\"),\"\")","v":"PLN"}]
[null,"Osprzęt dodatkowy"]
[null,null,"Nakładki opisowe"]
[null,null,null,"T12-1000",{"$f":"IFERROR(VLOOKUP(D101,Arkusz!A:H,3,FALSE),\"Brak towaru\")","v":"Nakładka opisowa 2/10 - G=21mm, bez nadruku, na gniezdnik"},{"$f":"IFERROR(VLOOKUP(D101,Arkusz!A:H,6,FALSE),\"-\")","v":"Cobi LSA telekomunikacja"},0.0,{"$f":"IFERROR(IF(VLOOKUP(D101,Arkusz!A:K,5,FALSE)=0,(IF(VLOOKUP(D101,Arkusz!A:K,11,FALSE)=0,\"Na zapytanie\",VLOOKUP(D101,Arkusz!A:K,11,FALSE))),(VLOOKUP(D101,Arkusz!A:K,5,FALSE))),\"Na zapytanie\")","v":4.44},{"$f":"IFERROR(IF(H101=\"Na zapytanie\",\"\",H101*(1-G101)),\"\")","v":4.44},{"$f":"IFERROR(IF(VLOOKUP(D101,Arkusz!A:H,5,FALSE)=0,IF(H101=\"Na zapytanie\",\"\",\"EUR\"),\"PLN\"),\"\")","v":"PLN"}]
[null,null,null,"T12-2000",{"$f":"IFERROR(VLOOKUP(D102,Arkusz!A:H,3,FALSE),\"Brak towaru\")","v":"Nakładka opisowa uchylna 2/10 - bez nadruku"},{"$f":"IFERROR(VLOOKUP(D102,Arkusz!A:H,6,FALSE),\"-\")","v":"Cobi LSA telekomunikacja"},0.0,{"$f":"IFERROR(IF(VLOOKUP(D102,Arkusz!A:K,5,FALSE)=0,(IF(VLOOKUP(D102,Arkusz!A:K,11,FALSE)=0,\"Na zapytanie\",VLOOKUP(D102,Arkusz!A:K,11,FALSE))),(VLOOKUP(D102,Arkusz!A:K,5,FALSE))),\"Na zapytanie\")","v":3.47},3.47,{"$f":"IFERROR(IF(VLOOKUP(D102,Arkusz!A:H,5,FALSE)=0,IF(H102=\"Na zapytanie\",\"\",\"EUR\"),\"PLN\"),\"\")","v":"PLN"}]
[null,null,null,"T12-0000",{"$f":"IFERROR(VLOOKUP(D103,Arkusz!A:H,3,FALSE),\"Brak towaru\")","v":"Nakładka opisowa 2/10 na pręty"},{"$f":"IFERROR(VLOOKUP(D103,Arkusz!A:H,6,FALSE),\"-\")","v":"Cobi LSA telekomunikacja"},0.0,{"$f":"IFERROR(IF(VLOOKUP(D103,Arkusz!A:K,5,FALSE)=0,(IF(VLOOKUP(D103,Arkusz!A:K,11,FALSE)=0,\"Na zapytanie\",VLOOKUP(D103,Arkusz!A:K,11,FALSE))),(VLOOKUP(D103,Arkusz!A:K,5,FALSE))),\"Na zapytanie\")","v":2.02},2.02,{"$f":"IFERROR(IF(VLOOKUP(D103,Arkusz!A:H,5,FALSE)=0,IF(H103=\"Na zapytanie\",\"\",\"EUR\"),\"PLN\"),\"\")","v":"PLN"}]
[null,null,null,"T12-2001",{"$f":"IFERROR(VLOOKUP(D104,Arkusz!A:H,3,FALSE),\"Brak towaru\")","v":"Nakładka opisowa 2/10"},{"$f":"IFERROR(VLOOKUP(D104,Arkusz!A:H,6,FALSE),\"-\")","v":"Cobi LSA telekomunikacja"},0.0,{"$f":"IFERROR(IF(VLOOKUP(D104,Arkusz!A:K,5,FALSE)=0,(IF(VLOOKUP(D104,Arkusz!A:K,11,FALSE)=0,\"Na zapytanie\",VLOOKUP(D104,Arkusz!A:K,11,FALSE))),(VLOOKUP(D104,Arkusz!A:K,5,FALSE))),\"Na zapytanie\")","v":"Na zapytanie"},"",{"$f":"IFERROR(IF(VLOOKUP(D104,Arkusz!A:H,5,FALSE)=0,IF(H104=\"Na zapytanie\",\"\",\"EUR\"),\"PLN\"),\"\")","v":""}]
[null,null,null,"T12-2502",{"$f":"IFERROR(VLOOKUP(D105,Arkusz!A:H,3,FALSE),\"Brak towaru\")","v":"Nakładka wyróżniająca dla 1 pary - zielona"},{"$f":"IFERROR(VLOOKUP(D105,Arkusz!A:H,6,FALSE),\"-\")","v":"Cobi LSA telekomunikacja"},0.0,{"$f":"IFERROR(IF(VLOOKUP(D105,Arkusz!A:K,5,FALSE)=0,(IF(VLOOKUP(D105,Arkusz!A:K,11,FALSE)=0,\"Na zapytanie\",VLOOKUP(D105,Arkusz!A:K,11,FALSE))),(VLOOKUP(D105,Arkusz!A:K,5,FALSE))),\"Na zapytanie\")","v":"Na zapytanie"},"",{"$f":"IFERROR(IF(VLOOKUP(D105,Arkusz!A:H,5,FALSE)=0,IF(H105=\"Na zapytanie\",\"\",\"EUR\"),\"PLN\"),\"\")","v":""}]
[null,null,null,"T12-2501",{"$f":"IFERROR(VLOOKUP(D106,Arkusz!A:H,3,FALSE),\"Brak towaru\")","v":"Nakładka maskująca 2/10 - zielona"},{"$f":"IFERROR(VLOOKUP(D106,Arkusz!A:H,6,FALSE),\"-\")","v":"Cobi LSA telekomunikacja"},0.0,{"$f":"IFERROR(IF(VLOOKUP(D106,Arkusz!A:K,5,FALSE)=0,(IF(VLOOKUP(D106,Arkusz!A:K,11,FALSE)=0,\"Na zapytanie\",VLOOKUP(D106,Arkusz!A:K,11,FALSE))),(VLOOKUP(D106,Arkusz!A:K,5,FALSE))),\"Na zapytanie\")","v":"Na zapytanie"},"",{"$f":"IFERROR(IF(VLOOKUP(D106,Arkusz!A:H,5,FALSE)=0,IF(H106=\"Na zapytanie\",\"\",\"EUR\"),\"PLN\"),\"\")","v":""}]
[null,null,"Adaptery"]
[null,null,null,"T12-2100",{"$f":"IFERROR(VLOOKUP(D108,Arkusz!A:H,3,FALSE),\"Brak towaru\")","v":"Adapter zrównoleglający 2/1"},{"$f":"IFERROR(VLOOKUP(D108,Arkusz!A:H,6,FALSE),\"-\")","v":"Cobi LSA telekomunikacja"},0.0,{"$f":"IFERROR(IF(VLOOKUP(D108,Arkusz!A:K,5,FALSE)=0,(IF(VLOOKUP(D108,Arkusz!A:K,11,FALSE)=0,\"Na zapytanie\",VLOOKUP(D108,Arkusz!A:K,11,FALSE))),(VLOOKUP(D108,Arkusz!A:K,5,FALSE))),\"Na zapytanie\")","v":"Na zapytanie"},{"$f":"IFERROR(IF(H108=\"Na zapytanie\",\"\",H108*(1-G108)),\"\")","v":""},{"$f":"IFERROR(IF(VLOOKUP(D108,Arkusz!A:H,5,FALSE)=0,IF(H108=\"Na zapytanie\",\"\",\"EUR\"),\"PLN\"),\"\")","v":""}]
[null,null,null,"T12-2101",{"$f":"IFERROR(VLOOKUP(D109,Arkusz!A:H,3,FALSE),\"Brak towaru\")","v":"Adapter przełączeniowy rozł. 2/1 - dla łączówek rozłącznych"},{"$f":"IFERROR(VLOOKUP(D109,Arkusz!A:H,6,FALSE),\"-\")","v":"Cobi LSA telekomunikacja"},0.0,{"$f":"IFERROR(IF(VLOOKUP(D109,Arkusz!A:K,5,FALSE)=0,(IF(VLOOKUP(D109,Arkusz!A:K,11,FALSE)=0,\"Na zapytanie\",VLOOKUP(D109,Arkusz!A:K,11,FALSE))),(VLOOKUP(D109,Arkusz!A:K,5,FALSE))),\"Na zapytanie\")","v":"Na zapytanie"},"",{"$f":"IFERROR(IF(VLOOKUP(D109,Arkusz!A:H,5,FALSE)=0,IF(H109=\"Na zapytanie\",\"\",\"EUR\"),\"PLN\"),\"\")","v":""}]
[null,null,null,"T12-2103",{"$f":"IFERROR(VLOOKUP(D110,Arkusz!A:H,3,FALSE),\"Brak towaru\")","v":"Adapter zrównoleglający 2/10 - bez nadruku"},{"$f":"IFERROR(VLOOKUP(D110,Arkusz!A:H,6,FALSE),\"-\")","v":"Cobi LSA telekomunikacja"},0.0,{"$f":"IFERROR(IF(VLOOKUP(D110,Arkusz!A:K,5,FALSE)=0,(IF(VLOOKUP(D110,Arkusz!A:K,11,FALSE)=0,\"Na zapytanie\",VLOOKUP(D110,Arkusz!A:K,11,FALSE))),(VLOOKUP(D110,Arkusz!A:K,5,FALSE))),\"Na zapytanie\")","v":"Na zapytanie"},"",{"$f":"IFERROR(IF(VLOOKUP(D110,Arkusz!A:H,5,FALSE)=0,IF(H110=\"Na zapytanie\",\"\",\"EUR\"),\"PLN\"),\"\")","v":""}]
[null,null,null,"T12-2104",{"$f":"IFERROR(VLOOKUP(D111,Arkusz!A:H,3,FALSE),\"Brak towaru\")","v":"Adapter zrównoleglający 2/10 - z nadrukiem 1..0"},{"$f":"IFERROR(VLOOKUP(D111,Arkusz!A:H,6,FALSE),\"-\")","v":"Cobi LSA telekomunikacja"},0.0,{"$f":"IFERROR(IF(VLOOKUP(D111,Arkusz!A:K,5,FALSE)=0,(IF(VLOOKUP(D111,Arkusz!A:K,11,FALSE)=0,\"Na zapytanie\",VLOOKUP(D111,Arkusz!A:K,11,FALSE))),(VLOOKUP(D111,Arkusz!A:K,5,FALSE))),\"Na zapytanie\")","v":"Na zapytanie"},"",{"$f":"IFERROR(IF(VLOOKUP(D111,Arkusz!A:H,5,FALSE)=0,IF(H111=\"Na zapytanie\",\"\",\"EUR\"),\"PLN\"),\"\")","v":""}]
[null,null,null,"T12-2102",{"$f":"IFERROR(VLOOKUP(D112,Arkusz!A:H,3,FALSE),\"Brak towaru\")","v":"Adapter przełączeniowy rozł. 2/10 - z nadrukiem"},{"$f":"IFERROR(VLOOKUP(D112,Arkusz!A:H,6,FALSE),\"-\")","v":"Cobi LSA telekomunikacja"},0.0,{"$f":"IFERROR(IF(VLOOKUP(D112,Arkusz!A:K,5,FALSE)=0,(IF(VLOOKUP(D112,Arkusz!A:K,11,FALSE)=0,\"Na zapytanie\",VLOOKUP(D112,Arkusz!A:K,11,FALSE))),(VLOOKUP(D112,Arkusz!A:K,5,FALSE))),\"Na zapytanie\")","v":"Na zapytanie"},"",{"$f":"IFERROR(IF(VLOOKUP(D112,Arkusz!A:H,5,FALSE)=0,IF(H112=\"Na zapytanie\",\"\",\"EUR\"),\"PLN\"),\"\")","v":""}]
[null,null,null,"T12-2105",{"$f":"IFERROR(VLOOKUP(D113,Arkusz!A:H,3,FALSE),\"Brak towaru\")","v":"Brak towaru"},{"$f":"IFERROR(VLOOKUP(D113,Arkusz!A:H,6,FALSE),\"-\")","v":"-"},0.0,{"$f":"IFERROR(IF(VLOOKUP(D113,Arkusz!A:K,5,FALSE)=0,(IF(VLOOKUP(D113,Arkusz!A:K,11,FALSE)=0,\"Na zapytanie\",VLOOKUP(D113,Arkusz!A:K,11,FALSE))),(VLOOKUP(D113,Arkusz!A:K,5,FALSE))),\"Na zapytanie\")","v":"Na zapytanie"},"",{"$f":"IFERROR(IF(VLOOKUP(D113,Arkusz!A:H,5,FALSE)=0,IF(H113=\"Na zapytanie\",\"\",\"EUR\"),\"PLN\"),\"\")","v":""}]
[null,null,null,"T12-2122",{"$f":"IFERROR(VLOOKUP(D114,Arkusz!A:H,3,FALSE),\"Brak towaru\")","v":"Mocowanie do szyny DIN 35mm do łączówek na pręty"},{"$f":"IFERROR(VLOOKUP(D114,Arkusz!A:H,6,FALSE),\"-\")","v":"Cobi Cu okablowanie"},0.0,{"$f":"IFERROR(IF(VLOOKUP(D114,Arkusz!A:K,5,FALSE)=0,(IF(VLOOKUP(D114,Arkusz!A:K,11,FALSE)=0,\"Na zapytanie\",VLOOKUP(D114,Arkusz!A:K,11,FALSE))),(VLOOKUP(D114,Arkusz!A:K,5,FALSE))),\"Na zapytanie\")","v":12.86},12.86,{"$f":"IFERROR(IF(VLOOKUP(D114,Arkusz!A:H,5,FALSE)=0,IF(H114=\"Na zapytanie\",\"\",\"EUR\"),\"PLN\"),\"\")","v":"PLN"}]
[null,null,null,"T12-2124",{"$f":"IFERROR(VLOOKUP(D115,Arkusz!A:H,3,FALSE),\"Brak towaru\")","v":"Brak towaru"},{"$f":"IFERROR(VLOOKUP(D115,Arkusz!A:H,6,FALSE),\"-\")","v":"-"},0.0,{"$f":"IFERROR(IF(VLOOKUP(D115,Arkusz!A:K,5,FALSE)=0,(IF(VLOOKUP(D115,Arkusz!A:K,11,FALSE)=0,\"Na zapytanie\",VLOOKUP(D115,Arkusz!A:K,11,FALSE))),(VLOOKUP(D115,Arkusz!A:K,5,FALSE))),\"Na zapytanie\")","v":"Na zapytanie"},"",{"$f":"IFERROR(IF(VLOOKUP(D115,Arkusz!A:H,5,FALSE)=0,IF(H115=\"Na zapytanie\",\"\",\"EUR\"),\"PLN\"),\"\")","v":""}]
[null,null,null,"T12-1100",{"$f":"IFERROR(VLOOKUP(D116,Arkusz!A:H,3,FALSE),\"Brak towaru\")","v":"Brak towaru"},{"$f":"IFERROR(VLOOKUP(D116,Arkusz!A:H,6,FALSE),\"-\")","v":"-"},0.0,{"$f":"IFERROR(IF(VLOOKUP(D116,Arkusz!A:K,5,FALSE)=0,(IF(VLOOKUP(D116,Arkusz!A:K,11,FALSE)=0,\"Na zapytanie\",VLOOKUP(D116,Arkusz!A:K,11,FALSE))),(VLOOKUP(D116,Arkusz!A:K,5,FALSE))),\"Na zapytanie\")","v":"Na zapytanie"},"",{"$f":"IFERROR(IF(VLOOKUP(D116,Arkusz!A:H,5,FALSE)=0,IF(H116=\"Na zapytanie\",\"\",\"EUR\"),\"PLN\"),\"\")","v":""}]
[null,null,"System odgromowy"]
[null,null,null,"T12-2300",{"$f":"IFERROR(VLOOKUP(D118,Arkusz!A:H,3,FALSE),\"Brak towaru\")","v":"Magazyn odgromników 3P dla łączówki 10-parowej"},{"$f":"IFERROR(VLOOKUP(D118,Arkusz!A:H,6,FALSE),\"-\")","v":"Cobi LSA telekomunikacja"},0.0,{"$f":"IFERROR(IF(VLOOKUP(D118,Arkusz!A:K,5,FALSE)=0,(IF(VLOOKUP(D118,Arkusz!A:K,11,FALSE)=0,\"Na zapytanie\",VLOOKUP(D118,Arkusz!A:K,11,FALSE))),(VLOOKUP(D118,Arkusz!A:K,5,FALSE))),\"Na zapytanie\")","v":38.82},{"$f":"IFERROR(IF(H118=\"Na zapytanie\",\"\",H118*(1-G118)),\"\")","v":38.82},{"$f":"IFERROR(IF(VLOOKUP(D118,Arkusz!A:H,5,FALSE)=0,IF(H118=\"Na zapytanie\",\"\",\"EUR\"),\"PLN\"),\"\")","v":"PLN"}]
[null,null,null,"T12-2301",{"$f":"IFERROR(VLOOKUP(D119,Arkusz!A:H,3,FALSE),\"Brak towaru\")","v":"Odgromnik gazowy 3P-8x13, 230V, T (Fail-Safe) 10kA"},{"$f":"IFERROR(VLOOKUP(D119,Arkusz!A:H,6,FALSE),\"-\")","v":"Cobi LSA telekomunikacja"},0.0,{"$f":"IFERROR(IF(VLOOKUP(D119,Arkusz!A:K,5,FALSE)=0,(IF(VLOOKUP(D119,Arkusz!A:K,11,FALSE)=0,\"Na zapytanie\",VLOOKUP(D119,Arkusz!A:K,11,FALSE))),(VLOOKUP(D119,Arkusz!A:K,5,FALSE))),\"Na zapytanie\")","v":11.25},11.25,{"$f":"IFERROR(IF(VLOOKUP(D119,Arkusz!A:H,5,FALSE)=0,IF(H119=\"Na zapytanie\",\"\",\"EUR\"),\"PLN\"),\"\")","v":"PLN"}]
[null,null,null,"T12-2504",{"$f":"IFERROR(VLOOKUP(D120,Arkusz!A:H,3,FALSE),\"Brak towaru\")","v":"LSA zacisk ziemi na pręty"},{"$f":"IFERROR(VLOOKUP(D120,Arkusz!A:H,6,FALSE),\"-\")","v":"Cobi LSA telekomunikacja"},0.0,{"$f":"IFERROR(IF(VLOOKUP(D120,Arkusz!A:K,5,FALSE)=0,(IF(VLOOKUP(D120,Arkusz!A:K,11,FALSE)=0,\"Na zapytanie\",VLOOKUP(D120,Arkusz!A:K,11,FALSE))),(VLOOKUP(D120,Arkusz!A:K,5,FALSE))),\"Na zapytanie\")","v":4.92},4.92,{"$f":"IFERROR(IF(VLOOKUP(D120,Arkusz!A:H,5,FALSE)=0,IF(H120=\"Na zapytanie\",\"\",\"EUR\"),\"PLN\"),\"\")","v":"PLN"}]
[null,null,null,"T12-2302",{"$f":"IFERROR(VLOOKUP(D121,Arkusz!A:H,3,FALSE),\"Brak towaru\")","v":"Zabezpieczenie przepięciowo-przetężeniowe dla 1 pary 180 FS-PTC (UB=180V)"},{"$f":"IFERROR(VLOOKUP(D121,Arkusz!A:H,6,FALSE),\"-\")","v":"Cobi LSA telekomunikacja"},0.0,{"$f":"IFERROR(IF(VLOOKUP(D121,Arkusz!A:K,5,FALSE)=0,(IF(VLOOKUP(D121,Arkusz!A:K,11,FALSE)=0,\"Na zapytanie\",VLOOKUP(D121,Arkusz!A:K,11,FALSE))),(VLOOKUP(D121,Arkusz!A:K,5,FALSE))),\"Na zapytanie\")","v":"Na zapytanie"},"",{"$f":"IFERROR(IF(VLOOKUP(D121,Arkusz!A:H,5,FALSE)=0,IF(H121=\"Na zapytanie\",\"\",\"EUR\"),\"PLN\"),\"\")","v":""}]
[null,null,null,"T12-2503",{"$f":"IFERROR(VLOOKUP(D122,Arkusz!A:H,3,FALSE),\"Brak towaru\")","v":"Szyna ziemi 2/10"},{"$f":"IFERROR(VLOOKUP(D122,Arkusz!A:H,6,FALSE),\"-\")","v":"Cobi LSA telekomunikacja"},0.0,{"$f":"IFERROR(IF(VLOOKUP(D122,Arkusz!A:K,5,FALSE)=0,(IF(VLOOKUP(D122,Arkusz!A:K,11,FALSE)=0,\"Na zapytanie\",VLOOKUP(D122,Arkusz!A:K,11,FALSE))),(VLOOKUP(D122,Arkusz!A:K,5,FALSE))),\"Na zapytanie\")","v":5.45},5.45,{"$f":"IFERROR(IF(VLOOKUP(D122,Arkusz!A:H,5,FALSE)=0,IF(H122=\"Na zapytanie\",\"\",\"EUR\"),\"PLN\"),\"\")","v":"PLN"}]

{"sheet":"T7 Plus, ActiPower","index":12,"n_rows":97,"n_cols":10,"rows_kept":97,"cut":false,"hidden":false,"merged":[[0,0,0,2]]}
["Kategoria produktu",null,null,"Numer katalogowy","Opis","Grupa rabatowa","Rabat","Cena katalogowa","Cena po rabacie","Waluta"]
["Bladeshelter T7 Plus, Listwy zarządzalne ActiPower"]
[null,"Szafy T7 Plus 1030 / 1200mm, kolor czarny RAL9005"]
[null,null,"Drzwi perforowane 82%"]
[null,null,null,"TX6142N1G2G",{"$f":"IFERROR(VLOOKUP(D5,Arkusz!A:H,3,FALSE),\"Brak towaru\")","v":"Szafa T7 Plus 19\" 42U 600x1030 - drzwi przednie jednoskrzydłowe i tylne dwuskrzydłowe perforowane 82%, bez osłon bocznych, kółka i stopki poziomujące, czarna RAL 9005"},{"$f":"IFERROR(VLOOKUP(D5,Arkusz!A:H,6,FALSE),\"-\")","v":"TECNOSTEEL"},0.0,{"$f":"IFERROR(IF(VLOOKUP(D5,Arkusz!A:K,5,FALSE)=0,(IF(VLOOKUP(D5,Arkusz!A:K,11,FALSE)=0,\"Na zapytanie\",VLOOKUP(D5,Arkusz!A:K,11,FALSE))),(VLOOKUP(D5,Arkusz!A:K,5,FALSE))),\"Na zapytanie\")","v":6847.83},{"$f":"IFERROR(IF(H5=\"Na zapytanie\",\"\",H5*(1-G5)),\"\")","v":6847.83},{"$f":"IFERROR(IF(VLOOKUP(D5,Arkusz!A:H,5,FALSE)=0,IF(H5=\"Na zapytanie\",\"\",\"EUR\"),\"PLN\"),\"\")","v":"PLN"}]
[null,null,null,"TX8142N1G2G",{"$f":"IFERROR(VLOOKUP(D6,Arkusz!A:H,3,FALSE),\"Brak towaru\")","v":"Szafa T7 Plus 19\" 42U 800x1030 - drzwi przednie jednoskrzydłowe i tylne dwuskrzydłowe perforowane 82%, bez osłon bocznych, kółka i stopki poziomujące, czarna RAL 9005"},{"$f":"IFERROR(VLOOKUP(D6,Arkusz!A:H,6,FALSE),\"-\")","v":"TECNOSTEEL"},0.0,{"$f":"IFERROR(IF(VLOOKUP(D6,Arkusz!A:K,5,FALSE)=0,(IF(VLOOKUP(D6,Arkusz!A:K,11,FALSE)=0,\"Na zapytanie\",VLOOKUP(D6,Arkusz!A:K,11,FALSE))),(VLOOKUP(D6,Arkusz!A:K,5,FALSE))),\"Na zapytanie\")","v":8006.76},8006.76,{"$f":"IFERROR(IF(VLOOKUP(D6,Arkusz!A:H,5,FALSE)=0,IF(H6=\"Na zapytanie\",\"\",\"EUR\"),\"PLN\"),\"\")","v":"PLN"}]
[null,null,null,"TX6148N1G2G",{"$f":"IFERROR(VLOOKUP(D7,Arkusz!A:H,3,FALSE),\"Brak towaru\")","v":"Szafa T7 Plus 19\" 48U 600x1030 - drzwi przednie jednoskrzydłowe i tylne dwuskrzydłowe perforowane 82%, bez osłon bocznych, kółka i stopki poziomujące, czarna RAL 9005"},{"$f":"IFERROR(VLOOKUP(D7,Arkusz!A:H,6,FALSE),\"-\")","v":"TECNOSTEEL"},0.0,{"$f":"IFERROR(IF(VLOOKUP(D7,Arkusz!A:K,5,FALSE)=0,(IF(VLOOKUP(D7,Arkusz!A:K,11,FALSE)=0,\"Na zapytanie\",VLOOKUP(D7,Arkusz!A:K,11,FALSE))),(VLOOKUP(D7,Arkusz!A:K,5,FALSE))),\"Na zapytanie\")","v":7427.24},7427.24,{"$f":"IFERROR(IF(VLOOKUP(D7,Arkusz!A:H,5,FALSE)=0,IF(H7=\"Na zapytanie\",\"\",\"EUR\"),\"PLN\"),\"\")","v":"PLN"}]
[null,null,null,"TX8148N1G2G",{"$f":"IFERROR(VLOOKUP(D8,Arkusz!A:H,3,FALSE),\"Brak towaru\")","v":"Szafa T7 Plus 19\" 48U 800x1030 - drzwi przednie jednoskrzydłowe i tylne dwuskrzydłowe perforowane 82%, bez osłon bocznych, kółka i stopki poziomujące, czarna RAL 9005"},{"$f":"IFERROR(VLOOKUP(D8,Arkusz!A:H,6,FALSE),\"-\")","v":"TECNOSTEEL"},0.0,{"$f":"IFERROR(IF(VLOOKUP(D8,Arkusz!A:K,5,FALSE)=0,(IF(VLOOKUP(D8,Arkusz!A:K,11,FALSE)=0,\"Na zapytanie\",VLOOKUP(D8,Arkusz!A:K,11,FALSE))),(VLOOKUP(D8,Arkusz!A:K,5,FALSE))),\"Na zapytanie\")","v":8459.78},8459.78,{"$f":"IFERROR(IF(VLOOKUP(D8,Arkusz!A:H,5,FALSE)=0,IF(H8=\"Na zapytanie\",\"\",\"EUR\"),\"PLN\"),\"\")","v":"PLN"}]
[null,null,null,"TX6242N1G2G",{"$f":"IFERROR(VLOOKUP(D9,Arkusz!A:H,3,FALSE),\"Brak towaru\")","v":"Szafa T7 Plus 19\" 42U 600x1200 - drzwi przednie jednoskrzydłowe i tylne dwuskrzydłowe perforowane 82%, bez osłon bocznych, kółka i stopki poziomujące, czarna RAL 9005"},{"$f":"IFERROR(VLOOKUP(D9,Arkusz!A:H,6,FALSE),\"-\")","v":"TECNOSTEEL"},0.0,{"$f":"IFERROR(IF(VLOOKUP(D9,Arkusz!A:K,5,FALSE)=0,(IF(VLOOKUP(D9,Arkusz!A:K,11,FALSE)=0,\"Na zapytanie\",VLOOKUP(D9,Arkusz!A:K,11,FALSE))),(VLOOKUP(D9,Arkusz!A:K,5,FALSE))),\"Na zapytanie\")","v":8185.8},8185.8,{"$f":"IFERROR(IF(VLOOKUP(D9,Arkusz!A:H,5,FALSE)=0,IF(H9=\"Na zapytanie\",\"\",\"EUR\"),\"PLN\"),\"\")","v":"PLN"}]
[null,null,null,"TX8242N1G2G",{"$f":"IFERROR(VLOOKUP(D10,Arkusz!A:H,3,FALSE),\"Brak towaru\")","v":"Szafa T7 Plus 19\" 42U 800x1200 - drzwi przednie jednoskrzydłowe i tylne dwuskrzydłowe perforowane 82%, bez osłon bocznych, kółka i stopki poziomujące, czarna RAL 9005"},{"$f":"IFERROR(VLOOKUP(D10,Arkusz!A:H,6,FALSE),\"-\")","v":"TECNOSTEEL"},0.0,{"$f":"IFERROR(IF(VLOOKUP(D10,Arkusz!A:K,5,FALSE)=0,(IF(VLOOKUP(D10,Arkusz!A:K,11,FALSE)=0,\"Na zapytanie\",VLOOKUP(D10,Arkusz!A:K,11,FALSE))),(VLOOKUP(D10,Arkusz!A:K,5,FALSE))),\"Na zapytanie\")","v":9586.88},9586.88,{"$f":"IFERROR(IF(VLOOKUP(D10,Arkusz!A:H,5,FALSE)=0,IF(H10=\"Na zapytanie\",\"\",\"EUR\"),\"PLN\"),\"\")","v":"PLN"}]
[null,null,null,"TX6248N1G2G",{"$f":"IFERROR(VLOOKUP(D11,Arkusz!A:H,3,FALSE),\"Brak towaru\")","v":"Szafa T7 Plus 19\" 48U 600x1200 - drzwi przednie jednoskrzydłowe i tylne dwuskrzydłowe perforowane 82%, bez osłon bocznych, kółka i stopki poziomujące, czarna RAL 9005"},{"$f":"IFERROR(VLOOKUP(D11,Arkusz!A:H,6,FALSE),\"-\")","v":"TECNOSTEEL"},0.0,{"$f":"IFERROR(IF(VLOOKUP(D11,Arkusz!A:K,5,FALSE)=0,(IF(VLOOKUP(D11,Arkusz!A:K,11,FALSE)=0,\"Na zapytanie\",VLOOKUP(D11,Arkusz!A:K,11,FALSE))),(VLOOKUP(D11,Arkusz!A:K,5,FALSE))),\"Na zapytanie\")","v":8954.93},8954.93,{"$f":"IFERROR(IF(VLOOKUP(D11,Arkusz!A:H,5,FALSE)=0,IF(H11=\"Na zapytanie\",\"\",\"EUR\"),\"PLN\"),\"\")","v":"PLN"}]
[null,null,null,"TX8248N1G2G",{"$f":"IFERROR(VLOOKUP(D12,Arkusz!A:H,3,FALSE),\"Brak towaru\")","v":"Szafa T7 Plus 19\" 48U 800x1200 - drzwi przednie jednoskrzydłowe i tylne dwuskrzydłowe perforowane 82%, bez osłon bocznych, kółka i stopki poziomujące, czarna RAL 9005"},{"$f":"IFERROR(VLOOKUP(D12,Arkusz!A:H,6,FALSE),\"-\")","v":"TECNOSTEEL"},0.0,{"$f":"IFERROR(IF(VLOOKUP(D12,Arkusz!A:K,5,FALSE)=0,(IF(VLOOKUP(D12,Arkusz!A:K,11,FALSE)=0,\"Na zapytanie\",VLOOKUP(D12,Arkusz!A:K,11,FALSE))),(VLOOKUP(D12,Arkusz!A:K,5,FALSE))),\"Na zapytanie\")","v":10197.96},10197.96,{"$f":"IFERROR(IF(VLOOKUP(D12,Arkusz!A:H,5,FALSE)=0,IF(H12=\"Na zapytanie\",\"\",\"EUR\"),\"PLN\"),\"\")","v":"PLN"}]
[null,null,null,"TX8842N1G2G",{"$f":"IFERROR(VLOOKUP(D13,Arkusz!A:H,3,FALSE),\"Brak towaru\")","v":"Szafa T7 Plus 19\" 42U 800x800 - drzwi przednie jednoskrzydłowe i tylne dwuskrzydłowe perforowane 82%, bez osłon bocznych, kółka i stopki poziomujące, czarna RAL 9005"},{"$f":"IFERROR(VLOOKUP(D13,Arkusz!A:H,6,FALSE),\"-\")","v":"TECNOSTEEL"},0.0,{"$f":"IFERROR(IF(VLOOKUP(D13,Arkusz!A:K,5,FALSE)=0,(IF(VLOOKUP(D13,Arkusz!A:K,11,FALSE)=0,\"Na zapytanie\",VLOOKUP(D13,Arkusz!A:K,11,FALSE))),(VLOOKUP(D13,Arkusz!A:K,5,FALSE))),\"Na zapytanie\")","v":6843.87},6843.87,{"$f":"IFERROR(IF(VLOOKUP(D13,Arkusz!A:H,5,FALSE)=0,IF(H13=\"Na zapytanie\",\"\",\"EUR\"),\"PLN\"),\"\")","v":"PLN"}]
[null,null,null,"TX8848N1G2G",{"$f":"IFERROR(VLOOKUP(D14,Arkusz!A:H,3,FALSE),\"Brak towaru\")","v":"Szafa T7 Plus 19\" 48U 800x800 - drzwi przednie jednoskrzydłowe i tylne dwuskrzydłowe perforowane 82%, bez osłon bocznych, kółka i stopki poziomujące, czarna RAL 9005"},{"$f":"IFERROR(VLOOKUP(D14,Arkusz!A:H,6,FALSE),\"-\")","v":"TECNOSTEEL"},0.0,{"$f":"IFERROR(IF(VLOOKUP(D14,Arkusz!A:K,5,FALSE)=0,(IF(VLOOKUP(D14,Arkusz!A:K,11,FALSE)=0,\"Na zapytanie\",VLOOKUP(D14,Arkusz!A:K,11,FALSE))),(VLOOKUP(D14,Arkusz!A:K,5,FALSE))),\"Na zapytanie\")","v":7269.32},7269.32,{"$f":"IFERROR(IF(VLOOKUP(D14,Arkusz!A:H,5,FALSE)=0,IF(H14=\"Na zapytanie\",\"\",\"EUR\"),\"PLN\"),\"\")","v":"PLN"}]
[null,null,"Drzwi przeszklone"]
[null,null,null,"TX6142N1V2M",{"$f":"IFERROR(VLOOKUP(D16,Arkusz!A:H,3,FALSE),\"Brak towaru\")","v":"Szafa T7 Plus 19\" 42U 600x1030 - drzwi przednie jednoskrzydłowe przeszklone i tylne dwuskrzydłowe blaszane, bez osłon bocznych, kółka i stopki poziomujące, czarna RAL 9005"},{"$f":"IFERROR(VLOOKUP(D16,Arkusz!A:H,6,FALSE),\"-\")","v":"TECNOSTEEL"},0.0,{"$f":"IFERROR(IF(VLOOKUP(D16,Arkusz!A:K,5,FALSE)=0,(IF(VLOOKUP(D16,Arkusz!A:K,11,FALSE)=0,\"Na zapytanie\",VLOOKUP(D16,Arkusz!A:K,11,FALSE))),(VLOOKUP(D16,Arkusz!A:K,5,FALSE))),\"Na zapytanie\")","v":7185.06},{"$f":"IFERROR(IF(H16=\"Na zapytanie\",\"\",H16*(1-G16)),\"\")","v":7185.06},{"$f":"IFERROR(IF(VLOOKUP(D16,Arkusz!A:H,5,FALSE)=0,IF(H16=\"Na zapytanie\",\"\",\"EUR\"),\"PLN\"),\"\")","v":"PLN"}]
[null,null,null,"TX8142N1V2M",{"$f":"IFERROR(VLOOKUP(D17,Arkusz!A:H,3,FALSE),\"Brak towaru\")","v":"Szafa T7 Plus 19\" 42U 800x1030 - drzwi przednie jednoskrzydłowe przeszklone i tylne dwuskrzydłowe blaszane, bez osłon bocznych, kółka i stopki poziomujące, czarna RAL 9005"},{"$f":"IFERROR(VLOOKUP(D17,Arkusz!A:H,6,FALSE),\"-\")","v":"TECNOSTEEL"},0.0,{"$f":"IFERROR(IF(VLOOKUP(D17,Arkusz!A:K,5,FALSE)=0,(IF(VLOOKUP(D17,Arkusz!A:K,11,FALSE)=0,\"Na zapytanie\",VLOOKUP(D17,Arkusz!A:K,11,FALSE))),(VLOOKUP(D17,Arkusz!A:K,5,FALSE))),\"Na zapytanie\")","v":8217.37},8217.37,{"$f":"IFERROR(IF(VLOOKUP(D17,Arkusz!A:H,5,FALSE)=0,IF(H17=\"Na zapytanie\",\"\",\"EUR\"),\"PLN\"),\"\")","v":"PLN"}]
[null,null,null,"TX6148N1V2M",{"$f":"IFERROR(VLOOKUP(D18,Arkusz!A:H,3,FALSE),\"Brak towaru\")","v":"Szafa T7 Plus 19\" 48U 600x1030 - drzwi przednie jednoskrzydłowe przeszklone i tylne dwuskrzydłowe blaszane, bez osłon bocznych, kółka i stopki poziomujące, czarna RAL 9005"},{"$f":"IFERROR(VLOOKUP(D18,Arkusz!A:H,6,FALSE),\"-\")","v":"TECNOSTEEL"},0.0,{"$f":"IFERROR(IF(VLOOKUP(D18,Arkusz!A:K,5,FALSE)=0,(IF(VLOOKUP(D18,Arkusz!A:K,11,FALSE)=0,\"Na zapytanie\",VLOOKUP(D18,Arkusz!A:K,11,FALSE))),(VLOOKUP(D18,Arkusz!A:K,5,FALSE))),\"Na zapytanie\")","v":7637.96},7637.96,{"$f":"IFERROR(IF(VLOOKUP(D18,Arkusz!A:H,5,FALSE)=0,IF(H18=\"Na zapytanie\",\"\",\"EUR\"),\"PLN\"),\"\")","v":"PLN"}]
[null,null,null,"TX8148N1V2M",{"$f":"IFERROR(VLOOKUP(D19,Arkusz!A:H,3,FALSE),\"Brak towaru\")","v":"Szafa T7 Plus 19\" 48U 800x1030 - drzwi przednie jednoskrzydłowe przeszklone i tylne dwuskrzydłowe blaszane, bez osłon bocznych, kółka i stopki poziomujące, czarna RAL 9005"},{"$f":"IFERROR(VLOOKUP(D19,Arkusz!A:H,6,FALSE),\"-\")","v":"TECNOSTEEL"},0.0,{"$f":"IFERROR(IF(VLOOKUP(D19,Arkusz!A:K,5,FALSE)=0,(IF(VLOOKUP(D19,Arkusz!A:K,11,FALSE)=0,\"Na zapytanie\",VLOOKUP(D19,Arkusz!A:K,11,FALSE))),(VLOOKUP(D19,Arkusz!A:K,5,FALSE))),\"Na zapytanie\")","v":8217.37},8217.37,{"$f":"IFERROR(IF(VLOOKUP(D19,Arkusz!A:H,5,FALSE)=0,IF(H19=\"Na zapytanie\",\"\",\"EUR\"),\"PLN\"),\"\")","v":"PLN"}]
[null,null,null,"TX6242N1V2M",{"$f":"IFERROR(VLOOKUP(D20,Arkusz!A:H,3,FALSE),\"Brak towaru\")","v":"Szafa T7 Plus 19\" 42U 600x1200 - drzwi przednie jednoskrzydłowe przeszklone i tylne dwuskrzydłowe blaszane, bez osłon bocznych, kółka i stopki poziomujące, czarna RAL 9005"},{"$f":"IFERROR(VLOOKUP(D20,Arkusz!A:H,6,FALSE),\"-\")","v":"TECNOSTEEL"},0.0,{"$f":"IFERROR(IF(VLOOKUP(D20,Arkusz!A:K,5,FALSE)=0,(IF(VLOOKUP(D20,Arkusz!A:K,11,FALSE)=0,\"Na zapytanie\",VLOOKUP(D20,Arkusz!A:K,11,FALSE))),(VLOOKUP(D20,Arkusz!A:K,5,FALSE))),\"Na zapytanie\")","v":8586.13},8586.13,{"$f":"IFERROR(IF(VLOOKUP(D20,Arkusz!A:H,5,FALSE)=0,IF(H20=\"Na zapytanie\",\"\",\"EUR\"),\"PLN\"),\"\")","v":"PLN"}]
[null,null,null,"TX8242N1V2M",{"$f":"IFERROR(VLOOKUP(D21,Arkusz!A:H,3,FALSE),\"Brak towaru\")","v":"Szafa T7 Plus 19\" 42U 800x1200 - drzwi przednie jednoskrzydłowe przeszklone i tylne dwuskrzydłowe blaszane, bez osłon bocznych, kółka i stopki poziomujące, czarna RAL 9005"},{"$f":"IFERROR(VLOOKUP(D21,Arkusz!A:H,6,FALSE),\"-\")","v":"TECNOSTEEL"},0.0,{"$f":"IFERROR(IF(VLOOKUP(D21,Arkusz!A:K,5,FALSE)=0,(IF(VLOOKUP(D21,Arkusz!A:K,11,FALSE)=0,\"Na zapytanie\",VLOOKUP(D21,Arkusz!A:K,11,FALSE))),(VLOOKUP(D21,Arkusz!A:K,5,FALSE))),\"Na zapytanie\")","v":9850.29},9850.29,{"$f":"IFERROR(IF(VLOOKUP(D21,Arkusz!A:H,5,FALSE)=0,IF(H21=\"Na zapytanie\",\"\",\"EUR\"),\"PLN\"),\"\")","v":"PLN"}]
[null,null,null,"TX6248N1V2M",{"$f":"IFERROR(VLOOKUP(D22,Arkusz!A:H,3,FALSE),\"Brak towaru\")","v":"Szafa T7 Plus 19\" 48U 600x1200 - drzwi przednie jednoskrzydłowe przeszklone i tylne dwuskrzydłowe blaszane, bez osłon bocznych, kółka i stopki poziomujące, czarna RAL 9005"},{"$f":"IFERROR(VLOOKUP(D22,Arkusz!A:H,6,FALSE),\"-\")","v":"TECNOSTEEL"},0.0,{"$f":"IFERROR(IF(VLOOKUP(D22,Arkusz!A:K,5,FALSE)=0,(IF(VLOOKUP(D22,Arkusz!A:K,11,FALSE)=0,\"Na zapytanie\",VLOOKUP(D22,Arkusz!A:K,11,FALSE))),(VLOOKUP(D22,Arkusz!A:K,5,FALSE))),\"Na zapytanie\")","v":9218.35},9218.35,{"$f":"IFERROR(IF(VLOOKUP(D22,Arkusz!A:H,5,FALSE)=0,IF(H22=\"Na zapytanie\",\"\",\"EUR\"),\"PLN\"),\"\")","v":"PLN"}]
[null,null,null,"TX8248N1V2M",{"$f":"IFERROR(VLOOKUP(D23,Arkusz!A:H,3,FALSE),\"Brak towaru\")","v":"Szafa T7 Plus 19\" 48U 800x1200 - drzwi przednie jednoskrzydłowe przeszklone i tylne dwuskrzydłowe blaszane, bez osłon bocznych, kółka i stopki poziomujące, czarna RAL 9005"},{"$f":"IFERROR(VLOOKUP(D23,Arkusz!A:H,6,FALSE),\"-\")","v":"TECNOSTEEL"},0.0,{"$f":"IFERROR(IF(VLOOKUP(D23,Arkusz!A:K,5,FALSE)=0,(IF(VLOOKUP(D23,Arkusz!A:K,11,FALSE)=0,\"Na zapytanie\",VLOOKUP(D23,Arkusz!A:K,11,FALSE))),(VLOOKUP(D23,Arkusz!A:K,5,FALSE))),\"Na zapytanie\")","v":9850.29},9850.29,{"$f":"IFERROR(IF(VLOOKUP(D23,Arkusz!A:H,5,FALSE)=0,IF(H23=\"Na zapytanie\",\"\",\"EUR\"),\"PLN\"),\"\")","v":"PLN"}]
[null,null,null,"TX8842N1V2M",{"$f":"IFERROR(VLOOKUP(D24,Arkusz!A:H,3,FALSE),\"Brak towaru\")","v":"Szafa T7 Plus 19\" 42U 800x800 - drzwi przednie jednoskrzydłowe przeszklone i tylne dwuskrzydłowe blaszane, bez osłon bocznych, kółka i stopki poziomujące, czarna RAL 9005"},{"$f":"IFERROR(VLOOKUP(D24,Arkusz!A:H,6,FALSE),\"-\")","v":"TECNOSTEEL"},0.0,{"$f":"IFERROR(IF(VLOOKUP(D24,Arkusz!A:K,5,FALSE)=0,(IF(VLOOKUP(D24,Arkusz!A:K,11,FALSE)=0,\"Na zapytanie\",VLOOKUP(D24,Arkusz!A:K,11,FALSE))),(VLOOKUP(D24,Arkusz!A:K,5,FALSE))),\"Na zapytanie\")","v":6605.54},6605.54,{"$f":"IFERROR(IF(VLOOKUP(D24,Arkusz!A:H,5,FALSE)=0,IF(H24=\"Na zapytanie\",\"\",\"EUR\"),\"PLN\"),\"\")","v":"PLN"}]
[null,null,null,"TX8848N1V2M",{"$f":"IFERROR(VLOOKUP(D25,Arkusz!A:H,3,FALSE),\"Brak towaru\")","v":"Szafa T7 Plus 19\" 48U 800x800 - drzwi przednie jednoskrzydłowe przeszklone i tylne dwuskrzydłowe blaszane, bez osłon bocznych, kółka i stopki poziomujące, czarna RAL 9005"},{"$f":"IFERROR(VLOOKUP(D25,Arkusz!A:H,6,FALSE),\"-\")","v":"TECNOSTEEL"},0.0,{"$f":"IFERROR(IF(VLOOKUP(D25,Arkusz!A:K,5,FALSE)=0,(IF(VLOOKUP(D25,Arkusz!A:K,11,FALSE)=0,\"Na zapytanie\",VLOOKUP(D25,Arkusz!A:K,11,FALSE))),(VLOOKUP(D25,Arkusz!A:K,5,FALSE))),\"Na zapytanie\")","v":7269.32},7269.32,{"$f":"IFERROR(IF(VLOOKUP(D25,Arkusz!A:H,5,FALSE)=0,IF(H25=\"Na zapytanie\",\"\",\"EUR\"),\"PLN\"),\"\")","v":"PLN"}]
[null,"Akcesoria do szaf T7 Plus"]
[null,null,"Osłony boczne"]
[null,null,null,"TX2142N",{"$f":"IFERROR(VLOOKUP(D28,Arkusz!A:H,3,FALSE),\"Brak towaru\")","v":"Komplet 2 dzielonych osłon bocznych - 42Ux1030"},{"$f":"IFERROR(VLOOKUP(D28,Arkusz!A:H,6,FALSE),\"-\")","v":"TECNOSTEEL"},0.0,{"$f":"IFERROR(IF(VLOOKUP(D28,Arkusz!A:K,5,FALSE)=0,(IF(VLOOKUP(D28,Arkusz!A:K,11,FALSE)=0,\"Na zapytanie\",VLOOKUP(D28,Arkusz!A:K,11,FALSE))),(VLOOKUP(D28,Arkusz!A:K,5,FALSE))),\"Na zapytanie\")","v":998.14},{"$f":"IFERROR(IF(H28=\"Na zapytanie\",\"\",H28*(1-G28)),\"\")","v":998.14},{"$f":"IFERROR(IF(VLOOKUP(D28,Arkusz!A:H,5,FALSE)=0,IF(H28=\"Na zapytanie\",\"\",\"EUR\"),\"PLN\"),\"\")","v":"PLN"}]
[null,null,null,"TX2148N",{"$f":"IFERROR(VLOOKUP(D29,Arkusz!A:H,3,FALSE),\"Brak towaru\")","v":"Komplet 2 dzielonych osłon bocznych - 48Ux1030"},{"$f":"IFERROR(VLOOKUP(D29,Arkusz!A:H,6,FALSE),\"-\")","v":"TECNOSTEEL"},0.0,{"$f":"IFERROR(IF(VLOOKUP(D29,Arkusz!A:K,5,FALSE)=0,(IF(VLOOKUP(D29,Arkusz!A:K,11,FALSE)=0,\"Na zapytanie\",VLOOKUP(D29,Arkusz!A:K,11,FALSE))),(VLOOKUP(D29,Arkusz!A:K,5,FALSE))),\"Na zapytanie\")","v":1197.68},1197.68,{"$f":"IFERROR(IF(VLOOKUP(D29,Arkusz!A:H,5,FALSE)=0,IF(H29=\"Na zapytanie\",\"\",\"EUR\"),\"PLN\"),\"\")","v":"PLN"}]
[null,null,null,"TX2242N",{"$f":"IFERROR(VLOOKUP(D30,Arkusz!A:H,3,FALSE),\"Brak towaru\")","v":"Komplet 2 dzielonych osłon bocznych - 42Ux1200"},{"$f":"IFERROR(VLOOKUP(D30,Arkusz!A:H,6,FALSE),\"-\")","v":"TECNOSTEEL"},0.0,{"$f":"IFERROR(IF(VLOOKUP(D30,Arkusz!A:K,5,FALSE)=0,(IF(VLOOKUP(D30,Arkusz!A:K,11,FALSE)=0,\"Na zapytanie\",VLOOKUP(D30,Arkusz!A:K,11,FALSE))),(VLOOKUP(D30,Arkusz!A:K,5,FALSE))),\"Na zapytanie\")","v":1197.68},1197.68,{"$f":"IFERROR(IF(VLOOKUP(D30,Arkusz!A:H,5,FALSE)=0,IF(H30=\"Na zapytanie\",\"\",\"EUR\"),\"PLN\"),\"\")","v":"PLN"}]
[null,null,null,"TX2248N",{"$f":"IFERROR(VLOOKUP(D31,Arkusz!A:H,3,FALSE),\"Brak towaru\")","v":"Komplet 2 dzielonych osłon bocznych - 48Ux1200"},{"$f":"IFERROR(VLOOKUP(D31,Arkusz!A:H,6,FALSE),\"-\")","v":"TECNOSTEEL"},0.0,{"$f":"IFERROR(IF(VLOOKUP(D31,Arkusz!A:K,5,FALSE)=0,(IF(VLOOKUP(D31,Arkusz!A:K,11,FALSE)=0,\"Na zapytanie\",VLOOKUP(D31,Arkusz!A:K,11,FALSE))),(VLOOKUP(D31,Arkusz!A:K,5,FALSE))),\"Na zapytanie\")","v":1397.35},1397.35,{"$f":"IFERROR(IF(VLOOKUP(D31,Arkusz!A:H,5,FALSE)=0,IF(H31=\"Na zapytanie\",\"\",\"EUR\"),\"PLN\"),\"\")","v":"PLN"}]
[null,null,null,"TX2842N",{"$f":"IFERROR(VLOOKUP(D32,Arkusz!A:H,3,FALSE),\"Brak towaru\")","v":"Komplet 2 dzielonych osłon bocznych - 42Ux800"},{"$f":"IFERROR(VLOOKUP(D32,Arkusz!A:H,6,FALSE),\"-\")","v":"TECNOSTEEL"},0.0,{"$f":"IFERROR(IF(VLOOKUP(D32,Arkusz!A:K,5,FALSE)=0,(IF(VLOOKUP(D32,Arkusz!A:K,11,FALSE)=0,\"Na zapytanie\",VLOOKUP(D32,Arkusz!A:K,11,FALSE))),(VLOOKUP(D32,Arkusz!A:K,5,FALSE))),\"Na zapytanie\")","v":923.32},923.32,{"$f":"IFERROR(IF(VLOOKUP(D32,Arkusz!A:H,5,FALSE)=0,IF(H32=\"Na zapytanie\",\"\",\"EUR\"),\"PLN\"),\"\")","v":"PLN"}]
[null,null,null,"TX2848N",{"$f":"IFERROR(VLOOKUP(D33,Arkusz!A:H,3,FALSE),\"Brak towaru\")","v":"Komplet 2 dzielonych osłon bocznych - 48Ux800"},{"$f":"IFERROR(VLOOKUP(D33,Arkusz!A:H,6,FALSE),\"-\")","v":"TECNOSTEEL"},0.0,{"$f":"IFERROR(IF(VLOOKUP(D33,Arkusz!A:K,5,FALSE)=0,(IF(VLOOKUP(D33,Arkusz!A:K,11,FALSE)=0,\"Na zapytanie\",VLOOKUP(D33,Arkusz!A:K,11,FALSE))),(VLOOKUP(D33,Arkusz!A:K,5,FALSE))),\"Na zapytanie\")","v":1077.9},1077.9,{"$f":"IFERROR(IF(VLOOKUP(D33,Arkusz!A:H,5,FALSE)=0,IF(H33=\"Na zapytanie\",\"\",\"EUR\"),\"PLN\"),\"\")","v":"PLN"}]
[null,null,null,"TX2142N1",{"$f":"IFERROR(VLOOKUP(D34,Arkusz!A:H,3,FALSE),\"Brak towaru\")","v":"Osłona boczna pojedyncza - 42Ux1030"},{"$f":"IFERROR(VLOOKUP(D34,Arkusz!A:H,6,FALSE),\"-\")","v":"TECNOSTEEL"},0.0,{"$f":"IFERROR(IF(VLOOKUP(D34,Arkusz!A:K,5,FALSE)=0,(IF(VLOOKUP(D34,Arkusz!A:K,11,FALSE)=0,\"Na zapytanie\",VLOOKUP(D34,Arkusz!A:K,11,FALSE))),(VLOOKUP(D34,Arkusz!A:K,5,FALSE))),\"Na zapytanie\")","v":499},499,{"$f":"IFERROR(IF(VLOOKUP(D34,Arkusz!A:H,5,FALSE)=0,IF(H34=\"Na zapytanie\",\"\",\"EUR\"),\"PLN\"),\"\")","v":"PLN"}]
[null,null,null,"TX2148N1",{"$f":"IFERROR(VLOOKUP(D35,Arkusz!A:H,3,FALSE),\"Brak towaru\")","v":"Osłona boczna pojedyncza - 48Ux1030"},{"$f":"IFERROR(VLOOKUP(D35,Arkusz!A:H,6,FALSE),\"-\")","v":"TECNOSTEEL"},0.0,{"$f":"IFERROR(IF(VLOOKUP(D35,Arkusz!A:K,5,FALSE)=0,(IF(VLOOKUP(D35,Arkusz!A:K,11,FALSE)=0,\"Na zapytanie\",VLOOKUP(D35,Arkusz!A:K,11,FALSE))),(VLOOKUP(D35,Arkusz!A:K,5,FALSE))),\"Na zapytanie\")","v":598.9},598.9,{"$f":"IFERROR(IF(VLOOKUP(D35,Arkusz!A:H,5,FALSE)=0,IF(H35=\"Na zapytanie\",\"\",\"EUR\"),\"PLN\"),\"\")","v":"PLN"}]
[null,null,null,"TX2242N1",{"$f":"IFERROR(VLOOKUP(D36,Arkusz!A:H,3,FALSE),\"Brak towaru\")","v":"Osłona boczna pojedyncza - 42Ux1200"},{"$f":"IFERROR(VLOOKUP(D36,Arkusz!A:H,6,FALSE),\"-\")","v":"TECNOSTEEL"},0.0,{"$f":"IFERROR(IF(VLOOKUP(D36,Arkusz!A:K,5,FALSE)=0,(IF(VLOOKUP(D36,Arkusz!A:K,11,FALSE)=0,\"Na zapytanie\",VLOOKUP(D36,Arkusz!A:K,11,FALSE))),(VLOOKUP(D36,Arkusz!A:K,5,FALSE))),\"Na zapytanie\")","v":608.84},608.84,{"$f":"IFERROR(IF(VLOOKUP(D36,Arkusz!A:H,5,FALSE)=0,IF(H36=\"Na zapytanie\",\"\",\"EUR\"),\"PLN\"),\"\")","v":"PLN"}]
[null,null,null,"TX2248N1",{"$f":"IFERROR(VLOOKUP(D37,Arkusz!A:H,3,FALSE),\"Brak towaru\")","v":"Osłona boczna pojedyncza - 48Ux1200"},{"$f":"IFERROR(VLOOKUP(D37,Arkusz!A:H,6,FALSE),\"-\")","v":"TECNOSTEEL"},0.0,{"$f":"IFERROR(IF(VLOOKUP(D37,Arkusz!A:K,5,FALSE)=0,(IF(VLOOKUP(D37,Arkusz!A:K,11,FALSE)=0,\"Na zapytanie\",VLOOKUP(D37,Arkusz!A:K,11,FALSE))),(VLOOKUP(D37,Arkusz!A:K,5,FALSE))),\"Na zapytanie\")","v":698.69},698.69,{"$f":"IFERROR(IF(VLOOKUP(D37,Arkusz!A:H,5,FALSE)=0,IF(H37=\"Na zapytanie\",\"\",\"EUR\"),\"PLN\"),\"\")","v":"PLN"}]
[null,null,null,"T2142NGU",{"$f":"IFERROR(VLOOKUP(D38,Arkusz!A:H,3,FALSE),\"Brak towaru\")","v":"Przegroda oddzielająca dla szaf ustawionych w rzędach - 42Ux1030"},{"$f":"IFERROR(VLOOKUP(D38,Arkusz!A:H,6,FALSE),\"-\")","v":"TECNOSTEEL"},0.0,{"$f":"IFERROR(IF(VLOOKUP(D38,Arkusz!A:K,5,FALSE)=0,(IF(VLOOKUP(D38,Arkusz!A:K,11,FALSE)=0,\"Na zapytanie\",VLOOKUP(D38,Arkusz!A:K,11,FALSE))),(VLOOKUP(D38,Arkusz!A:K,5,FALSE))),\"Na zapytanie\")","v":554.55},554.55,{"$f":"IFERROR(IF(VLOOKUP(D38,Arkusz!A:H,5,FALSE)=0,IF(H38=\"Na zapytanie\",\"\",\"EUR\"),\"PLN\"),\"\")","v":"PLN"}]
[null,null,null,"T2148NGU",{"$f":"IFERROR(VLOOKUP(D39,Arkusz!A:H,3,FALSE),\"Brak towaru\")","v":"Przegroda oddzielająca dla szaf ustawionych w rzędach - 48Ux1030"},{"$f":"IFERROR(VLOOKUP(D39,Arkusz!A:H,6,FALSE),\"-\")","v":"TECNOSTEEL"},0.0,{"$f":"IFERROR(IF(VLOOKUP(D39,Arkusz!A:K,5,FALSE)=0,(IF(VLOOKUP(D39,Arkusz!A:K,11,FALSE)=0,\"Na zapytanie\",VLOOKUP(D39,Arkusz!A:K,11,FALSE))),(VLOOKUP(D39,Arkusz!A:K,5,FALSE))),\"Na zapytanie\")","v":665.38},665.38,{"$f":"IFERROR(IF(VLOOKUP(D39,Arkusz!A:H,5,FALSE)=0,IF(H39=\"Na zapytanie\",\"\",\"EUR\"),\"PLN\"),\"\")","v":"PLN"}]
[null,null,null,"T2242NGU",{"$f":"IFERROR(VLOOKUP(D40,Arkusz!A:H,3,FALSE),\"Brak towaru\")","v":"Przegroda oddzielająca dla szaf ustawionych w rzędach - 42Ux1200"},{"$f":"IFERROR(VLOOKUP(D40,Arkusz!A:H,6,FALSE),\"-\")","v":"TECNOSTEEL"},0.0,{"$f":"IFERROR(IF(VLOOKUP(D40,Arkusz!A:K,5,FALSE)=0,(IF(VLOOKUP(D40,Arkusz!A:K,11,FALSE)=0,\"Na zapytanie\",VLOOKUP(D40,Arkusz!A:K,11,FALSE))),(VLOOKUP(D40,Arkusz!A:K,5,FALSE))),\"Na zapytanie\")","v":676.44},676.44,{"$f":"IFERROR(IF(VLOOKUP(D40,Arkusz!A:H,5,FALSE)=0,IF(H40=\"Na zapytanie\",\"\",\"EUR\"),\"PLN\"),\"\")","v":"PLN"}]
[null,null,null,"T2248NGU",{"$f":"IFERROR(VLOOKUP(D41,Arkusz!A:H,3,FALSE),\"Brak towaru\")","v":"Przegroda oddzielająca dla szaf ustawionych w rzędach - 48Ux1200"},{"$f":"IFERROR(VLOOKUP(D41,Arkusz!A:H,6,FALSE),\"-\")","v":"TECNOSTEEL"},0.0,{"$f":"IFERROR(IF(VLOOKUP(D41,Arkusz!A:K,5,FALSE)=0,(IF(VLOOKUP(D41,Arkusz!A:K,11,FALSE)=0,\"Na zapytanie\",VLOOKUP(D41,Arkusz!A:K,11,FALSE))),(VLOOKUP(D41,Arkusz!A:K,5,FALSE))),\"Na zapytanie\")","v":776.35},776.35,{"$f":"IFERROR(IF(VLOOKUP(D41,Arkusz!A:H,5,FALSE)=0,IF(H41=\"Na zapytanie\",\"\",\"EUR\"),\"PLN\"),\"\")","v":"PLN"}]
[null,null,"Wyposażenie dodatkowe"]
[null,null,null,"T9042N",{"$f":"IFERROR(VLOOKUP(D43,Arkusz!A:H,3,FALSE),\"Brak towaru\")","v":"Zestaw do łączenia szaf T7X "},{"$f":"IFERROR(VLOOKUP(D43,Arkusz!A:H,6,FALSE),\"-\")","v":"TECNOSTEEL"},0.0,{"$f":"IFERROR(IF(VLOOKUP(D43,Arkusz!A:K,5,FALSE)=0,(IF(VLOOKUP(D43,Arkusz!A:K,11,FALSE)=0,\"Na zapytanie\",VLOOKUP(D43,Arkusz!A:K,11,FALSE))),(VLOOKUP(D43,Arkusz!A:K,5,FALSE))),\"Na zapytanie\")","v":108.84},{"$f":"IFERROR(IF(H43=\"Na zapytanie\",\"\",H43*(1-G43)),\"\")","v":108.84},{"$f":"IFERROR(IF(VLOOKUP(D43,Arkusz!A:H,5,FALSE)=0,IF(H43=\"Na zapytanie\",\"\",\"EUR\"),\"PLN\"),\"\")","v":"PLN"}]
[null,null,null,"T9064TN6X1030",{"$f":"IFERROR(VLOOKUP(D44,Arkusz!A:H,3,FALSE),\"Brak towaru\")","v":"Płyta górna z panelem wentylacyjnym - 4 wentylatorowym z termostatem dla szafy T7 600 x 1030 mm"},{"$f":"IFERROR(VLOOKUP(D44,Arkusz!A:H,6,FALSE),\"-\")","v":"TECNOSTEEL"},0.0,{"$f":"IFERROR(IF(VLOOKUP(D44,Arkusz!A:K,5,FALSE)=0,(IF(VLOOKUP(D44,Arkusz!A:K,11,FALSE)=0,\"Na zapytanie\",VLOOKUP(D44,Arkusz!A:K,11,FALSE))),(VLOOKUP(D44,Arkusz!A:K,5,FALSE))),\"Na zapytanie\")","v":1275.34},1275.34,{"$f":"IFERROR(IF(VLOOKUP(D44,Arkusz!A:H,5,FALSE)=0,IF(H44=\"Na zapytanie\",\"\",\"EUR\"),\"PLN\"),\"\")","v":"PLN"}]
[null,null,null,"T9064TN6X1200",{"$f":"IFERROR(VLOOKUP(D45,Arkusz!A:H,3,FALSE),\"Brak towaru\")","v":"Płyta górna z panelem wentylacyjnym - 4 wentylatorowym z termostatem dla szafy T7 600 x 1200 mm"},{"$f":"IFERROR(VLOOKUP(D45,Arkusz!A:H,6,FALSE),\"-\")","v":"TECNOSTEEL"},0.0,{"$f":"IFERROR(IF(VLOOKUP(D45,Arkusz!A:K,5,FALSE)=0,(IF(VLOOKUP(D45,Arkusz!A:K,11,FALSE)=0,\"Na zapytanie\",VLOOKUP(D45,Arkusz!A:K,11,FALSE))),(VLOOKUP(D45,Arkusz!A:K,5,FALSE))),\"Na zapytanie\")","v":1419.47},1419.47,{"$f":"IFERROR(IF(VLOOKUP(D45,Arkusz!A:H,5,FALSE)=0,IF(H45=\"Na zapytanie\",\"\",\"EUR\"),\"PLN\"),\"\")","v":"PLN"}]
[null,null,null,"T9064TN8X1030",{"$f":"IFERROR(VLOOKUP(D46,Arkusz!A:H,3,FALSE),\"Brak towaru\")","v":"Płyta górna z panelem wentylacyjnym - 4 wentylatorowym z termostatem dla szafy T7 800 x 1030mm"},{"$f":"IFERROR(VLOOKUP(D46,Arkusz!A:H,6,FALSE),\"-\")","v":"TECNOSTEEL"},0.0,{"$f":"IFERROR(IF(VLOOKUP(D46,Arkusz!A:K,5,FALSE)=0,(IF(VLOOKUP(D46,Arkusz!A:K,11,FALSE)=0,\"Na zapytanie\",VLOOKUP(D46,Arkusz!A:K,11,FALSE))),(VLOOKUP(D46,Arkusz!A:K,5,FALSE))),\"Na zapytanie\")","v":1386.16},1386.16,{"$f":"IFERROR(IF(VLOOKUP(D46,Arkusz!A:H,5,FALSE)=0,IF(H46=\"Na zapytanie\",\"\",\"EUR\"),\"PLN\"),\"\")","v":"PLN"}]
[null,null,null,"T9064TN8X1200",{"$f":"IFERROR(VLOOKUP(D47,Arkusz!A:H,3,FALSE),\"Brak towaru\")","v":"Płyta górna z panelem wentylacyjnym - 4 wentylatorowym z termostatem dla szafy T7 800 x 1200mm"},{"$f":"IFERROR(VLOOKUP(D47,Arkusz!A:H,6,FALSE),\"-\")","v":"TECNOSTEEL"},0.0,{"$f":"IFERROR(IF(VLOOKUP(D47,Arkusz!A:K,5,FALSE)=0,(IF(VLOOKUP(D47,Arkusz!A:K,11,FALSE)=0,\"Na zapytanie\",VLOOKUP(D47,Arkusz!A:K,11,FALSE))),(VLOOKUP(D47,Arkusz!A:K,5,FALSE))),\"Na zapytanie\")","v":1530.42},1530.42,{"$f":"IFERROR(IF(VLOOKUP(D47,Arkusz!A:H,5,FALSE)=0,IF(H47=\"Na zapytanie\",\"\",\"EUR\"),\"PLN\"),\"\")","v":"PLN"}]
[null,null,null,"T9064TN8X800",{"$f":"IFERROR(VLOOKUP(D48,Arkusz!A:H,3,FALSE),\"Brak towaru\")","v":"Płyta górna z panelem wentylacyjnym - 4 wentylatorowym z termostatem dla szafy T7 800 x 800mm"},{"$f":"IFERROR(VLOOKUP(D48,Arkusz!A:H,6,FALSE),\"-\")","v":"TECNOSTEEL"},0.0,{"$f":"IFERROR(IF(VLOOKUP(D48,Arkusz!A:K,5,FALSE)=0,(IF(VLOOKUP(D48,Arkusz!A:K,11,FALSE)=0,\"Na zapytanie\",VLOOKUP(D48,Arkusz!A:K,11,FALSE))),(VLOOKUP(D48,Arkusz!A:K,5,FALSE))),\"Na zapytanie\")","v":1253.09},1253.09,{"$f":"IFERROR(IF(VLOOKUP(D48,Arkusz!A:H,5,FALSE)=0,IF(H48=\"Na zapytanie\",\"\",\"EUR\"),\"PLN\"),\"\")","v":"PLN"}]
[null,null,null,"T9051N",{"$f":"IFERROR(VLOOKUP(D49,Arkusz!A:H,3,FALSE),\"Brak towaru\")","v":"Panel maskujący dolny (ścianka cokołu) - szer. 600 mm"},{"$f":"IFERROR(VLOOKUP(D49,Arkusz!A:H,6,FALSE),\"-\")","v":"TECNOSTEEL"},0.0,{"$f":"IFERROR(IF(VLOOKUP(D49,Arkusz!A:K,5,FALSE)=0,(IF(VLOOKUP(D49,Arkusz!A:K,11,FALSE)=0,\"Na zapytanie\",VLOOKUP(D49,Arkusz!A:K,11,FALSE))),(VLOOKUP(D49,Arkusz!A:K,5,FALSE))),\"Na zapytanie\")","v":160.91},160.91,{"$f":"IFERROR(IF(VLOOKUP(D49,Arkusz!A:H,5,FALSE)=0,IF(H49=\"Na zapytanie\",\"\",\"EUR\"),\"PLN\"),\"\")","v":"PLN"}]
[null,null,null,"T9052N",{"$f":"IFERROR(VLOOKUP(D50,Arkusz!A:H,3,FALSE),\"Brak towaru\")","v":"Panel maskujący dolny (ścianka cokołu) - szer. 800 mm"},{"$f":"IFERROR(VLOOKUP(D50,Arkusz!A:H,6,FALSE),\"-\")","v":"TECNOSTEEL"},0.0,{"$f":"IFERROR(IF(VLOOKUP(D50,Arkusz!A:K,5,FALSE)=0,(IF(VLOOKUP(D50,Arkusz!A:K,11,FALSE)=0,\"Na zapytanie\",VLOOKUP(D50,Arkusz!A:K,11,FALSE))),(VLOOKUP(D50,Arkusz!A:K,5,FALSE))),\"Na zapytanie\")","v":191.85},191.85,{"$f":"IFERROR(IF(VLOOKUP(D50,Arkusz!A:H,5,FALSE)=0,IF(H50=\"Na zapytanie\",\"\",\"EUR\"),\"PLN\"),\"\")","v":"PLN"}]
[null,null,null,"T9052NLAT",{"$f":"IFERROR(VLOOKUP(D51,Arkusz!A:H,3,FALSE),\"Brak towaru\")","v":"Panel maskujący dolny (ścianka cokołu) - szer. 800 mm"},{"$f":"IFERROR(VLOOKUP(D51,Arkusz!A:H,6,FALSE),\"-\")","v":"TECNOSTEEL"},0.0,{"$f":"IFERROR(IF(VLOOKUP(D51,Arkusz!A:K,5,FALSE)=0,(IF(VLOOKUP(D51,Arkusz!A:K,11,FALSE)=0,\"Na zapytanie\",VLOOKUP(D51,Arkusz!A:K,11,FALSE))),(VLOOKUP(D51,Arkusz!A:K,5,FALSE))),\"Na zapytanie\")","v":191.85},191.85,{"$f":"IFERROR(IF(VLOOKUP(D51,Arkusz!A:H,5,FALSE)=0,IF(H51=\"Na zapytanie\",\"\",\"EUR\"),\"PLN\"),\"\")","v":"PLN"}]
[null,null,null,"T9054N",{"$f":"IFERROR(VLOOKUP(D52,Arkusz!A:H,3,FALSE),\"Brak towaru\")","v":"Panel maskujący dolny (ścianka cokołu) - szer. 1030 mm"},{"$f":"IFERROR(VLOOKUP(D52,Arkusz!A:H,6,FALSE),\"-\")","v":"TECNOSTEEL"},0.0,{"$f":"IFERROR(IF(VLOOKUP(D52,Arkusz!A:K,5,FALSE)=0,(IF(VLOOKUP(D52,Arkusz!A:K,11,FALSE)=0,\"Na zapytanie\",VLOOKUP(D52,Arkusz!A:K,11,FALSE))),(VLOOKUP(D52,Arkusz!A:K,5,FALSE))),\"Na zapytanie\")","v":240.67},240.67,{"$f":"IFERROR(IF(VLOOKUP(D52,Arkusz!A:H,5,FALSE)=0,IF(H52=\"Na zapytanie\",\"\",\"EUR\"),\"PLN\"),\"\")","v":"PLN"}]
[null,null,null,"T9055N",{"$f":"IFERROR(VLOOKUP(D53,Arkusz!A:H,3,FALSE),\"Brak towaru\")","v":"Panel maskujący dolny (ścianka cokołu) - szer. 1200 mm"},{"$f":"IFERROR(VLOOKUP(D53,Arkusz!A:H,6,FALSE),\"-\")","v":"TECNOSTEEL"},0.0,{"$f":"IFERROR(IF(VLOOKUP(D53,Arkusz!A:K,5,FALSE)=0,(IF(VLOOKUP(D53,Arkusz!A:K,11,FALSE)=0,\"Na zapytanie\",VLOOKUP(D53,Arkusz!A:K,11,FALSE))),(VLOOKUP(D53,Arkusz!A:K,5,FALSE))),\"Na zapytanie\")","v":261.67},261.67,{"$f":"IFERROR(IF(VLOOKUP(D53,Arkusz!A:H,5,FALSE)=0,IF(H53=\"Na zapytanie\",\"\",\"EUR\"),\"PLN\"),\"\")","v":"PLN"}]
[null,null,null,"T9867N",{"$f":"IFERROR(VLOOKUP(D54,Arkusz!A:H,3,FALSE),\"Brak towaru\")","v":"Kpl. pionowych drabinek kablowych - 300 x 20 mm dla szaf T7X 48U"},{"$f":"IFERROR(VLOOKUP(D54,Arkusz!A:H,6,FALSE),\"-\")","v":"TECNOSTEEL"},0.0,{"$f":"IFERROR(IF(VLOOKUP(D54,Arkusz!A:K,5,FALSE)=0,(IF(VLOOKUP(D54,Arkusz!A:K,11,FALSE)=0,\"Na zapytanie\",VLOOKUP(D54,Arkusz!A:K,11,FALSE))),(VLOOKUP(D54,Arkusz!A:K,5,FALSE))),\"Na zapytanie\")","v":441.83},441.83,{"$f":"IFERROR(IF(VLOOKUP(D54,Arkusz!A:H,5,FALSE)=0,IF(H54=\"Na zapytanie\",\"\",\"EUR\"),\"PLN\"),\"\")","v":"PLN"}]
[null,null,null,"T9868N",{"$f":"IFERROR(VLOOKUP(D55,Arkusz!A:H,3,FALSE),\"Brak towaru\")","v":"Kpl. pionowych drabinek kablowych - 300 x 20 mm dla szaf T7X 42U"},{"$f":"IFERROR(VLOOKUP(D55,Arkusz!A:H,6,FALSE),\"-\")","v":"TECNOSTEEL"},0.0,{"$f":"IFERROR(IF(VLOOKUP(D55,Arkusz!A:K,5,FALSE)=0,(IF(VLOOKUP(D55,Arkusz!A:K,11,FALSE)=0,\"Na zapytanie\",VLOOKUP(D55,Arkusz!A:K,11,FALSE))),(VLOOKUP(D55,Arkusz!A:K,5,FALSE))),\"Na zapytanie\")","v":384.18},384.18,{"$f":"IFERROR(IF(VLOOKUP(D55,Arkusz!A:H,5,FALSE)=0,IF(H55=\"Na zapytanie\",\"\",\"EUR\"),\"PLN\"),\"\")","v":"PLN"}]
[null,null,null,"T9869N",{"$f":"IFERROR(VLOOKUP(D56,Arkusz!A:H,3,FALSE),\"Brak towaru\")","v":"Kpl. pionowych drabinek kablowych - 200 x 20 mm dla szaf T7X 48U"},{"$f":"IFERROR(VLOOKUP(D56,Arkusz!A:H,6,FALSE),\"-\")","v":"TECNOSTEEL"},0.0,{"$f":"IFERROR(IF(VLOOKUP(D56,Arkusz!A:K,5,FALSE)=0,(IF(VLOOKUP(D56,Arkusz!A:K,11,FALSE)=0,\"Na zapytanie\",VLOOKUP(D56,Arkusz!A:K,11,FALSE))),(VLOOKUP(D56,Arkusz!A:K,5,FALSE))),\"Na zapytanie\")","v":409.3},409.3,{"$f":"IFERROR(IF(VLOOKUP(D56,Arkusz!A:H,5,FALSE)=0,IF(H56=\"Na zapytanie\",\"\",\"EUR\"),\"PLN\"),\"\")","v":"PLN"}]
[null,null,null,"T9870N",{"$f":"IFERROR(VLOOKUP(D57,Arkusz!A:H,3,FALSE),\"Brak towaru\")","v":"Kpl. pionowych drabinek kablowych - 200 x 20 mm dla szaf T7X 42U"},{"$f":"IFERROR(VLOOKUP(D57,Arkusz!A:H,6,FALSE),\"-\")","v":"TECNOSTEEL"},0.0,{"$f":"IFERROR(IF(VLOOKUP(D57,Arkusz!A:K,5,FALSE)=0,(IF(VLOOKUP(D57,Arkusz!A:K,11,FALSE)=0,\"Na zapytanie\",VLOOKUP(D57,Arkusz!A:K,11,FALSE))),(VLOOKUP(D57,Arkusz!A:K,5,FALSE))),\"Na zapytanie\")","v":360.45},360.45,{"$f":"IFERROR(IF(VLOOKUP(D57,Arkusz!A:H,5,FALSE)=0,IF(H57=\"Na zapytanie\",\"\",\"EUR\"),\"PLN\"),\"\")","v":"PLN"}]
[null,null,null,"T9872N",{"$f":"IFERROR(VLOOKUP(D58,Arkusz!A:H,3,FALSE),\"Brak towaru\")","v":"Kpl. pionowych drabinek kablowych - 120 x 20 mm dla szaf T7X 42U"},{"$f":"IFERROR(VLOOKUP(D58,Arkusz!A:H,6,FALSE),\"-\")","v":"TECNOSTEEL"},0.0,{"$f":"IFERROR(IF(VLOOKUP(D58,Arkusz!A:K,5,FALSE)=0,(IF(VLOOKUP(D58,Arkusz!A:K,11,FALSE)=0,\"Na zapytanie\",VLOOKUP(D58,Arkusz!A:K,11,FALSE))),(VLOOKUP(D58,Arkusz!A:K,5,FALSE))),\"Na zapytanie\")","v":342.2},342.2,{"$f":"IFERROR(IF(VLOOKUP(D58,Arkusz!A:H,5,FALSE)=0,IF(H58=\"Na zapytanie\",\"\",\"EUR\"),\"PLN\"),\"\")","v":"PLN"}]
[null,null,null,"T9873N",{"$f":"IFERROR(VLOOKUP(D59,Arkusz!A:H,3,FALSE),\"Brak towaru\")","v":"Kpl. pionowych drabinek kablowych - 120 x 20 mm dla szaf T7X 48U"},{"$f":"IFERROR(VLOOKUP(D59,Arkusz!A:H,6,FALSE),\"-\")","v":"TECNOSTEEL"},0.0,{"$f":"IFERROR(IF(VLOOKUP(D59,Arkusz!A:K,5,FALSE)=0,(IF(VLOOKUP(D59,Arkusz!A:K,11,FALSE)=0,\"Na zapytanie\",VLOOKUP(D59,Arkusz!A:K,11,FALSE))),(VLOOKUP(D59,Arkusz!A:K,5,FALSE))),\"Na zapytanie\")","v":396.13},396.13,{"$f":"IFERROR(IF(VLOOKUP(D59,Arkusz!A:H,5,FALSE)=0,IF(H59=\"Na zapytanie\",\"\",\"EUR\"),\"PLN\"),\"\")","v":"PLN"}]
[null,null,null,"T9365N",{"$f":"IFERROR(VLOOKUP(D60,Arkusz!A:H,3,FALSE),\"Brak towaru\")","v":"Zestaw 9 trójkątnych prowadnic kablowych z płytką wsporczą 19\" 1U, z prawej strony"},{"$f":"IFERROR(VLOOKUP(D60,Arkusz!A:H,6,FALSE),\"-\")","v":"TECNOSTEEL"},0.0,{"$f":"IFERROR(IF(VLOOKUP(D60,Arkusz!A:K,5,FALSE)=0,(IF(VLOOKUP(D60,Arkusz!A:K,11,FALSE)=0,\"Na zapytanie\",VLOOKUP(D60,Arkusz!A:K,11,FALSE))),(VLOOKUP(D60,Arkusz!A:K,5,FALSE))),\"Na zapytanie\")","v":480.62},480.62,{"$f":"IFERROR(IF(VLOOKUP(D60,Arkusz!A:H,5,FALSE)=0,IF(H60=\"Na zapytanie\",\"\",\"EUR\"),\"PLN\"),\"\")","v":"PLN"}]
[null,null,null,"T9366N",{"$f":"IFERROR(VLOOKUP(D61,Arkusz!A:H,3,FALSE),\"Brak towaru\")","v":"Zestaw 9 trójkątnych prowadnic kablowych z płytką wsporczą 19\" 1U, z lewej strony"},{"$f":"IFERROR(VLOOKUP(D61,Arkusz!A:H,6,FALSE),\"-\")","v":"TECNOSTEEL"},0.0,{"$f":"IFERROR(IF(VLOOKUP(D61,Arkusz!A:K,5,FALSE)=0,(IF(VLOOKUP(D61,Arkusz!A:K,11,FALSE)=0,\"Na zapytanie\",VLOOKUP(D61,Arkusz!A:K,11,FALSE))),(VLOOKUP(D61,Arkusz!A:K,5,FALSE))),\"Na zapytanie\")","v":480.62},480.62,{"$f":"IFERROR(IF(VLOOKUP(D61,Arkusz!A:H,5,FALSE)=0,IF(H61=\"Na zapytanie\",\"\",\"EUR\"),\"PLN\"),\"\")","v":"PLN"}]
[null,null,null,"T9009N8",{"$f":"IFERROR(VLOOKUP(D62,Arkusz!A:H,3,FALSE),\"Brak towaru\")","v":"Zestaw 8 uchwytów kablowych - montaż do belek nośnych \"rack\" szafy T7X - elem. mocujące w kpl."},{"$f":"IFERROR(VLOOKUP(D62,Arkusz!A:H,6,FALSE),\"-\")","v":"TECNOSTEEL"},0.0,{"$f":"IFERROR(IF(VLOOKUP(D62,Arkusz!A:K,5,FALSE)=0,(IF(VLOOKUP(D62,Arkusz!A:K,11,FALSE)=0,\"Na zapytanie\",VLOOKUP(D62,Arkusz!A:K,11,FALSE))),(VLOOKUP(D62,Arkusz!A:K,5,FALSE))),\"Na zapytanie\")","v":160.52},160.52,{"$f":"IFERROR(IF(VLOOKUP(D62,Arkusz!A:H,5,FALSE)=0,IF(H62=\"Na zapytanie\",\"\",\"EUR\"),\"PLN\"),\"\")","v":"PLN"}]
[null,null,null,"T9360N",{"$f":"IFERROR(VLOOKUP(D63,Arkusz!A:H,3,FALSE),\"Brak towaru\")","v":"Organizer kabli 4U / 19\" z otwieraną pokrywą na zawiasach"},{"$f":"IFERROR(VLOOKUP(D63,Arkusz!A:H,6,FALSE),\"-\")","v":"TECNOSTEEL"},0.0,{"$f":"IFERROR(IF(VLOOKUP(D63,Arkusz!A:K,5,FALSE)=0,(IF(VLOOKUP(D63,Arkusz!A:K,11,FALSE)=0,\"Na zapytanie\",VLOOKUP(D63,Arkusz!A:K,11,FALSE))),(VLOOKUP(D63,Arkusz!A:K,5,FALSE))),\"Na zapytanie\")","v":332.76},332.76,{"$f":"IFERROR(IF(VLOOKUP(D63,Arkusz!A:H,5,FALSE)=0,IF(H63=\"Na zapytanie\",\"\",\"EUR\"),\"PLN\"),\"\")","v":"PLN"}]
[null,null,null,"T9361N",{"$f":"IFERROR(VLOOKUP(D64,Arkusz!A:H,3,FALSE),\"Brak towaru\")","v":"Organizer kabli 2U / 19\" z otwieraną pokrywą na zawiasach"},{"$f":"IFERROR(VLOOKUP(D64,Arkusz!A:H,6,FALSE),\"-\")","v":"TECNOSTEEL"},0.0,{"$f":"IFERROR(IF(VLOOKUP(D64,Arkusz!A:K,5,FALSE)=0,(IF(VLOOKUP(D64,Arkusz!A:K,11,FALSE)=0,\"Na zapytanie\",VLOOKUP(D64,Arkusz!A:K,11,FALSE))),(VLOOKUP(D64,Arkusz!A:K,5,FALSE))),\"Na zapytanie\")","v":248.39},248.39,{"$f":"IFERROR(IF(VLOOKUP(D64,Arkusz!A:H,5,FALSE)=0,IF(H64=\"Na zapytanie\",\"\",\"EUR\"),\"PLN\"),\"\")","v":"PLN"}]
[null,null,null,"T9364N",{"$f":"IFERROR(VLOOKUP(D65,Arkusz!A:H,3,FALSE),\"Brak towaru\")","v":"Przepust szczotkowy 2U / 19\" "},{"$f":"IFERROR(VLOOKUP(D65,Arkusz!A:H,6,FALSE),\"-\")","v":"TECNOSTEEL"},0.0,{"$f":"IFERROR(IF(VLOOKUP(D65,Arkusz!A:K,5,FALSE)=0,(IF(VLOOKUP(D65,Arkusz!A:K,11,FALSE)=0,\"Na zapytanie\",VLOOKUP(D65,Arkusz!A:K,11,FALSE))),(VLOOKUP(D65,Arkusz!A:K,5,FALSE))),\"Na zapytanie\")","v":128.6},128.6,{"$f":"IFERROR(IF(VLOOKUP(D65,Arkusz!A:H,5,FALSE)=0,IF(H65=\"Na zapytanie\",\"\",\"EUR\"),\"PLN\"),\"\")","v":"PLN"}]
[null,null,null,"T1770",{"$f":"IFERROR(VLOOKUP(D66,Arkusz!A:H,3,FALSE),\"Brak towaru\")","v":"Zamek szyfrowy dla drzwi jednoskrzydłowych "},{"$f":"IFERROR(VLOOKUP(D66,Arkusz!A:H,6,FALSE),\"-\")","v":"TECNOSTEEL"},0.0,{"$f":"IFERROR(IF(VLOOKUP(D66,Arkusz!A:K,5,FALSE)=0,(IF(VLOOKUP(D66,Arkusz!A:K,11,FALSE)=0,\"Na zapytanie\",VLOOKUP(D66,Arkusz!A:K,11,FALSE))),(VLOOKUP(D66,Arkusz!A:K,5,FALSE))),\"Na zapytanie\")","v":209.13},209.13,{"$f":"IFERROR(IF(VLOOKUP(D66,Arkusz!A:H,5,FALSE)=0,IF(H66=\"Na zapytanie\",\"\",\"EUR\"),\"PLN\"),\"\")","v":"PLN"}]
[null,null,null,"T17702B",{"$f":"IFERROR(VLOOKUP(D67,Arkusz!A:H,3,FALSE),\"Brak towaru\")","v":"Zamek szyfrowy dla drzwi dwuskrzydłowych "},{"$f":"IFERROR(VLOOKUP(D67,Arkusz!A:H,6,FALSE),\"-\")","v":"TECNOSTEEL"},0.0,{"$f":"IFERROR(IF(VLOOKUP(D67,Arkusz!A:K,5,FALSE)=0,(IF(VLOOKUP(D67,Arkusz!A:K,11,FALSE)=0,\"Na zapytanie\",VLOOKUP(D67,Arkusz!A:K,11,FALSE))),(VLOOKUP(D67,Arkusz!A:K,5,FALSE))),\"Na zapytanie\")","v":226.02},226.02,{"$f":"IFERROR(IF(VLOOKUP(D67,Arkusz!A:H,5,FALSE)=0,IF(H67=\"Na zapytanie\",\"\",\"EUR\"),\"PLN\"),\"\")","v":"PLN"}]
[null,null,null,"T9139",{"$f":"IFERROR(VLOOKUP(D68,Arkusz!A:H,3,FALSE),\"Brak towaru\")","v":"Komplet uziemiający - listwa miedziana o długości 400 mm wyposażona w 19 gwintowanych otworów"},{"$f":"IFERROR(VLOOKUP(D68,Arkusz!A:H,6,FALSE),\"-\")","v":"TECNOSTEEL"},0.0,{"$f":"IFERROR(IF(VLOOKUP(D68,Arkusz!A:K,5,FALSE)=0,(IF(VLOOKUP(D68,Arkusz!A:K,11,FALSE)=0,\"Na zapytanie\",VLOOKUP(D68,Arkusz!A:K,11,FALSE))),(VLOOKUP(D68,Arkusz!A:K,5,FALSE))),\"Na zapytanie\")","v":164.13},164.13,{"$f":"IFERROR(IF(VLOOKUP(D68,Arkusz!A:H,5,FALSE)=0,IF(H68=\"Na zapytanie\",\"\",\"EUR\"),\"PLN\"),\"\")","v":"PLN"}]
[null,null,null,"T9049N",{"$f":"IFERROR(VLOOKUP(D69,Arkusz!A:H,3,FALSE),\"Brak towaru\")","v":"Podest stabilizujący / Przeciwwaga dostawiana do cokołu dla szaf T7X o szer. 600 mm"},{"$f":"IFERROR(VLOOKUP(D69,Arkusz!A:H,6,FALSE),\"-\")","v":"TECNOSTEEL"},0.0,{"$f":"IFERROR(IF(VLOOKUP(D69,Arkusz!A:K,5,FALSE)=0,(IF(VLOOKUP(D69,Arkusz!A:K,11,FALSE)=0,\"Na zapytanie\",VLOOKUP(D69,Arkusz!A:K,11,FALSE))),(VLOOKUP(D69,Arkusz!A:K,5,FALSE))),\"Na zapytanie\")","v":277.2},277.2,{"$f":"IFERROR(IF(VLOOKUP(D69,Arkusz!A:H,5,FALSE)=0,IF(H69=\"Na zapytanie\",\"\",\"EUR\"),\"PLN\"),\"\")","v":"PLN"}]
[null,null,null,"T9050N",{"$f":"IFERROR(VLOOKUP(D70,Arkusz!A:H,3,FALSE),\"Brak towaru\")","v":"Podest stabilizujący / Przeciwwaga dostawiana do cokołu dla szaf T7X o szer. 800 mm"},{"$f":"IFERROR(VLOOKUP(D70,Arkusz!A:H,6,FALSE),\"-\")","v":"TECNOSTEEL"},0.0,{"$f":"IFERROR(IF(VLOOKUP(D70,Arkusz!A:K,5,FALSE)=0,(IF(VLOOKUP(D70,Arkusz!A:K,11,FALSE)=0,\"Na zapytanie\",VLOOKUP(D70,Arkusz!A:K,11,FALSE))),(VLOOKUP(D70,Arkusz!A:K,5,FALSE))),\"Na zapytanie\")","v":332.76},332.76,{"$f":"IFERROR(IF(VLOOKUP(D70,Arkusz!A:H,5,FALSE)=0,IF(H70=\"Na zapytanie\",\"\",\"EUR\"),\"PLN\"),\"\")","v":"PLN"}]
[null,null,null,"T9145N",{"$f":"IFERROR(VLOOKUP(D71,Arkusz!A:H,3,FALSE),\"Brak towaru\")","v":"Płyta wypełniająca podłogę szafy wyposażóna w 2 środkowe przepusty przesuwne oraz 2 boczne przepusty szczotkowe do wprowadzenia kabli - wym. 600 x 1030 mm"},{"$f":"IFERROR(VLOOKUP(D71,Arkusz!A:H,6,FALSE),\"-\")","v":"TECNOSTEEL"},0.0,{"$f":"IFERROR(IF(VLOOKUP(D71,Arkusz!A:K,5,FALSE)=0,(IF(VLOOKUP(D71,Arkusz!A:K,11,FALSE)=0,\"Na zapytanie\",VLOOKUP(D71,Arkusz!A:K,11,FALSE))),(VLOOKUP(D71,Arkusz!A:K,5,FALSE))),\"Na zapytanie\")","v":443.58},443.58,{"$f":"IFERROR(IF(VLOOKUP(D71,Arkusz!A:H,5,FALSE)=0,IF(H71=\"Na zapytanie\",\"\",\"EUR\"),\"PLN\"),\"\")","v":"PLN"}]
[null,null,null,"T9146N",{"$f":"IFERROR(VLOOKUP(D72,Arkusz!A:H,3,FALSE),\"Brak towaru\")","v":"Płyta wypełniająca podłogę szafy wyposażóna w 2 środkowe przepusty przesuwne oraz 2 boczne przepusty szczotkowe do wprowadzenia kabli - wym. 800 x 1030 mm"},{"$f":"IFERROR(VLOOKUP(D72,Arkusz!A:H,6,FALSE),\"-\")","v":"TECNOSTEEL"},0.0,{"$f":"IFERROR(IF(VLOOKUP(D72,Arkusz!A:K,5,FALSE)=0,(IF(VLOOKUP(D72,Arkusz!A:K,11,FALSE)=0,\"Na zapytanie\",VLOOKUP(D72,Arkusz!A:K,11,FALSE))),(VLOOKUP(D72,Arkusz!A:K,5,FALSE))),\"Na zapytanie\")","v":475.27},475.27,{"$f":"IFERROR(IF(VLOOKUP(D72,Arkusz!A:H,5,FALSE)=0,IF(H72=\"Na zapytanie\",\"\",\"EUR\"),\"PLN\"),\"\")","v":"PLN"}]
[null,null,null,"T9147N",{"$f":"IFERROR(VLOOKUP(D73,Arkusz!A:H,3,FALSE),\"Brak towaru\")","v":"Płyta wypełniająca podłogę szafy wyposażóna w 2 środkowe przepusty przesuwne oraz 2 boczne przepusty szczotkowe do wprowadzenia kabli - wym. 600 x 1200 mm"},{"$f":"IFERROR(VLOOKUP(D73,Arkusz!A:H,6,FALSE),\"-\")","v":"TECNOSTEEL"},0.0,{"$f":"IFERROR(IF(VLOOKUP(D73,Arkusz!A:K,5,FALSE)=0,(IF(VLOOKUP(D73,Arkusz!A:K,11,FALSE)=0,\"Na zapytanie\",VLOOKUP(D73,Arkusz!A:K,11,FALSE))),(VLOOKUP(D73,Arkusz!A:K,5,FALSE))),\"Na zapytanie\")","v":485.83},485.83,{"$f":"IFERROR(IF(VLOOKUP(D73,Arkusz!A:H,5,FALSE)=0,IF(H73=\"Na zapytanie\",\"\",\"EUR\"),\"PLN\"),\"\")","v":"PLN"}]
[null,null,null,"T9148N",{"$f":"IFERROR(VLOOKUP(D74,Arkusz!A:H,3,FALSE),\"Brak towaru\")","v":"Płyta wypełniająca podłogę szafy wyposażóna w 2 środkowe przepusty przesuwne oraz 2 boczne przepusty szczotkowe do wprowadzenia kabli - wym. 800 x 1200 mm"},{"$f":"IFERROR(VLOOKUP(D74,Arkusz!A:H,6,FALSE),\"-\")","v":"TECNOSTEEL"},0.0,{"$f":"IFERROR(IF(VLOOKUP(D74,Arkusz!A:K,5,FALSE)=0,(IF(VLOOKUP(D74,Arkusz!A:K,11,FALSE)=0,\"Na zapytanie\",VLOOKUP(D74,Arkusz!A:K,11,FALSE))),(VLOOKUP(D74,Arkusz!A:K,5,FALSE))),\"Na zapytanie\")","v":517.51},517.51,{"$f":"IFERROR(IF(VLOOKUP(D74,Arkusz!A:H,5,FALSE)=0,IF(H74=\"Na zapytanie\",\"\",\"EUR\"),\"PLN\"),\"\")","v":"PLN"}]
[null,null,null,"T9160N",{"$f":"IFERROR(VLOOKUP(D75,Arkusz!A:H,3,FALSE),\"Brak towaru\")","v":"Zestaw 4 wsporników kotwiących szafę do podłogi"},{"$f":"IFERROR(VLOOKUP(D75,Arkusz!A:H,6,FALSE),\"-\")","v":"TECNOSTEEL"},0.0,{"$f":"IFERROR(IF(VLOOKUP(D75,Arkusz!A:K,5,FALSE)=0,(IF(VLOOKUP(D75,Arkusz!A:K,11,FALSE)=0,\"Na zapytanie\",VLOOKUP(D75,Arkusz!A:K,11,FALSE))),(VLOOKUP(D75,Arkusz!A:K,5,FALSE))),\"Na zapytanie\")","v":266.14},266.14,{"$f":"IFERROR(IF(VLOOKUP(D75,Arkusz!A:H,5,FALSE)=0,IF(H75=\"Na zapytanie\",\"\",\"EUR\"),\"PLN\"),\"\")","v":"PLN"}]
[null,"ActiPower"]
[null,null,"Listwy zarządzalne"]
[null,null,null,"TF1610800",{"$f":"IFERROR(VLOOKUP(D78,Arkusz!A:H,3,FALSE),\"Brak towaru\")","v":"ActiPower - FULL - 1 faza, 16A - 8xC13 - Czarny"},{"$f":"IFERROR(VLOOKUP(D78,Arkusz!A:H,6,FALSE),\"-\")","v":"TECNOSTEEL"},0.0,{"$f":"IFERROR(IF(VLOOKUP(D78,Arkusz!A:K,5,FALSE)=0,(IF(VLOOKUP(D78,Arkusz!A:K,11,FALSE)=0,\"Na zapytanie\",VLOOKUP(D78,Arkusz!A:K,11,FALSE))),(VLOOKUP(D78,Arkusz!A:K,5,FALSE))),\"Na zapytanie\")","v":5522.38},{"$f":"IFERROR(IF(H78=\"Na zapytanie\",\"\",H78*(1-G78)),\"\")","v":5522.38},{"$f":"IFERROR(IF(VLOOKUP(D78,Arkusz!A:H,5,FALSE)=0,IF(H78=\"Na zapytanie\",\"\",\"EUR\"),\"PLN\"),\"\")","v":"PLN"}]
[null,null,null,"TF3210800",{"$f":"IFERROR(VLOOKUP(D79,Arkusz!A:H,3,FALSE),\"Brak towaru\")","v":"ActiPower - FULL- 1 faza, 32A -8xC13 - Czarny"},{"$f":"IFERROR(VLOOKUP(D79,Arkusz!A:H,6,FALSE),\"-\")","v":"TECNOSTEEL"},0.0,{"$f":"IFERROR(IF(VLOOKUP(D79,Arkusz!A:K,5,FALSE)=0,(IF(VLOOKUP(D79,Arkusz!A:K,11,FALSE)=0,\"Na zapytanie\",VLOOKUP(D79,Arkusz!A:K,11,FALSE))),(VLOOKUP(D79,Arkusz!A:K,5,FALSE))),\"Na zapytanie\")","v":5538.92},5538.92,{"$f":"IFERROR(IF(VLOOKUP(D79,Arkusz!A:H,5,FALSE)=0,IF(H79=\"Na zapytanie\",\"\",\"EUR\"),\"PLN\"),\"\")","v":"PLN"}]
[null,null,null,"TM1613606",{"$f":"IFERROR(VLOOKUP(D80,Arkusz!A:H,3,FALSE),\"Brak towaru\")","v":"ActiPower - METERED- 1 faza 16A - 36xC13 + 6xC19 - 3 metrowy przewód, wtyczka IEC 60309 - Czarny"},{"$f":"IFERROR(VLOOKUP(D80,Arkusz!A:H,6,FALSE),\"-\")","v":"TECNOSTEEL"},0.0,{"$f":"IFERROR(IF(VLOOKUP(D80,Arkusz!A:K,5,FALSE)=0,(IF(VLOOKUP(D80,Arkusz!A:K,11,FALSE)=0,\"Na zapytanie\",VLOOKUP(D80,Arkusz!A:K,11,FALSE))),(VLOOKUP(D80,Arkusz!A:K,5,FALSE))),\"Na zapytanie\")","v":4199.66},4199.66,{"$f":"IFERROR(IF(VLOOKUP(D80,Arkusz!A:H,5,FALSE)=0,IF(H80=\"Na zapytanie\",\"\",\"EUR\"),\"PLN\"),\"\")","v":"PLN"}]
[null,null,null,"TM3213606",{"$f":"IFERROR(VLOOKUP(D81,Arkusz!A:H,3,FALSE),\"Brak towaru\")","v":"ActiPower - METERED - 1 faza 32A - 36xC13 + 6xC19 - 3 metrowy przewód, wtyczka IEC 60309 - Czarny"},{"$f":"IFERROR(VLOOKUP(D81,Arkusz!A:H,6,FALSE),\"-\")","v":"TECNOSTEEL"},0.0,{"$f":"IFERROR(IF(VLOOKUP(D81,Arkusz!A:K,5,FALSE)=0,(IF(VLOOKUP(D81,Arkusz!A:K,11,FALSE)=0,\"Na zapytanie\",VLOOKUP(D81,Arkusz!A:K,11,FALSE))),(VLOOKUP(D81,Arkusz!A:K,5,FALSE))),\"Na zapytanie\")","v":4282.33},4282.33,{"$f":"IFERROR(IF(VLOOKUP(D81,Arkusz!A:H,5,FALSE)=0,IF(H81=\"Na zapytanie\",\"\",\"EUR\"),\"PLN\"),\"\")","v":"PLN"}]
[null,null,null,"TM1633606",{"$f":"IFERROR(VLOOKUP(D82,Arkusz!A:H,3,FALSE),\"Brak towaru\")","v":"ActiPower - METERED - 3 fazy 16A - 36xC13 + 6xC19 - 3 metrowy przewód, wtyczka IEC 60309 - Czarny"},{"$f":"IFERROR(VLOOKUP(D82,Arkusz!A:H,6,FALSE),\"-\")","v":"TECNOSTEEL"},0.0,{"$f":"IFERROR(IF(VLOOKUP(D82,Arkusz!A:K,5,FALSE)=0,(IF(VLOOKUP(D82,Arkusz!A:K,11,FALSE)=0,\"Na zapytanie\",VLOOKUP(D82,Arkusz!A:K,11,FALSE))),(VLOOKUP(D82,Arkusz!A:K,5,FALSE))),\"Na zapytanie\")","v":5001.56},5001.56,{"$f":"IFERROR(IF(VLOOKUP(D82,Arkusz!A:H,5,FALSE)=0,IF(H82=\"Na zapytanie\",\"\",\"EUR\"),\"PLN\"),\"\")","v":"PLN"}]
[null,null,null,"TM3233606",{"$f":"IFERROR(VLOOKUP(D83,Arkusz!A:H,3,FALSE),\"Brak towaru\")","v":"ActiPower - METERED - 3 fazy 32A - 36xC13 + 6xC19 - 3 metrowy przewód, wtyczka IEC 60309 - Czarny"},{"$f":"IFERROR(VLOOKUP(D83,Arkusz!A:H,6,FALSE),\"-\")","v":"TECNOSTEEL"},0.0,{"$f":"IFERROR(IF(VLOOKUP(D83,Arkusz!A:K,5,FALSE)=0,(IF(VLOOKUP(D83,Arkusz!A:K,11,FALSE)=0,\"Na zapytanie\",VLOOKUP(D83,Arkusz!A:K,11,FALSE))),(VLOOKUP(D83,Arkusz!A:K,5,FALSE))),\"Na zapytanie\")","v":5075.96},5075.96,{"$f":"IFERROR(IF(VLOOKUP(D83,Arkusz!A:H,5,FALSE)=0,IF(H83=\"Na zapytanie\",\"\",\"EUR\"),\"PLN\"),\"\")","v":"PLN"}]
[null,null,null,"TK1612406",{"$f":"IFERROR(VLOOKUP(D84,Arkusz!A:H,3,FALSE),\"Brak towaru\")","v":"ActiPower - CONTROLLED - 1 faza 16A - 24xC13 + 6xC19 - 3 metrowy przewód, wtyczka IEC 60309 - Czarny"},{"$f":"IFERROR(VLOOKUP(D84,Arkusz!A:H,6,FALSE),\"-\")","v":"TECNOSTEEL"},0.0,{"$f":"IFERROR(IF(VLOOKUP(D84,Arkusz!A:K,5,FALSE)=0,(IF(VLOOKUP(D84,Arkusz!A:K,11,FALSE)=0,\"Na zapytanie\",VLOOKUP(D84,Arkusz!A:K,11,FALSE))),(VLOOKUP(D84,Arkusz!A:K,5,FALSE))),\"Na zapytanie\")","v":8101.7},8101.7,{"$f":"IFERROR(IF(VLOOKUP(D84,Arkusz!A:H,5,FALSE)=0,IF(H84=\"Na zapytanie\",\"\",\"EUR\"),\"PLN\"),\"\")","v":"PLN"}]
[null,null,null,"TK3212406",{"$f":"IFERROR(VLOOKUP(D85,Arkusz!A:H,3,FALSE),\"Brak towaru\")","v":"ActiPower - CONTROLLED - 1 faza 32A - 24xC13 + 6xC19 - 3 metrowy przewód, wtyczka IEC 60309 - Czarny"},{"$f":"IFERROR(VLOOKUP(D85,Arkusz!A:H,6,FALSE),\"-\")","v":"TECNOSTEEL"},0.0,{"$f":"IFERROR(IF(VLOOKUP(D85,Arkusz!A:K,5,FALSE)=0,(IF(VLOOKUP(D85,Arkusz!A:K,11,FALSE)=0,\"Na zapytanie\",VLOOKUP(D85,Arkusz!A:K,11,FALSE))),(VLOOKUP(D85,Arkusz!A:K,5,FALSE))),\"Na zapytanie\")","v":9011.07},9011.07,{"$f":"IFERROR(IF(VLOOKUP(D85,Arkusz!A:H,5,FALSE)=0,IF(H85=\"Na zapytanie\",\"\",\"EUR\"),\"PLN\"),\"\")","v":"PLN"}]
[null,null,null,"TK1632406",{"$f":"IFERROR(VLOOKUP(D86,Arkusz!A:H,3,FALSE),\"Brak towaru\")","v":"ActiPower - CONTROLLED - 3 fazy 16A - 24xC13 + 6xC19 - 3 metrowy przewód, wtyczka IEC 60309 - Czarny"},{"$f":"IFERROR(VLOOKUP(D86,Arkusz!A:H,6,FALSE),\"-\")","v":"TECNOSTEEL"},0.0,{"$f":"IFERROR(IF(VLOOKUP(D86,Arkusz!A:K,5,FALSE)=0,(IF(VLOOKUP(D86,Arkusz!A:K,11,FALSE)=0,\"Na zapytanie\",VLOOKUP(D86,Arkusz!A:K,11,FALSE))),(VLOOKUP(D86,Arkusz!A:K,5,FALSE))),\"Na zapytanie\")","v":9507.1},9507.1,{"$f":"IFERROR(IF(VLOOKUP(D86,Arkusz!A:H,5,FALSE)=0,IF(H86=\"Na zapytanie\",\"\",\"EUR\"),\"PLN\"),\"\")","v":"PLN"}]
[null,null,null,"TK3232406",{"$f":"IFERROR(VLOOKUP(D87,Arkusz!A:H,3,FALSE),\"Brak towaru\")","v":"ActiPower - CONTROLLED - 3 fazy 32A - 24xC13 + 6xC19 - 3 metrowy przewód, wtyczka IEC 60309 - Czarny"},{"$f":"IFERROR(VLOOKUP(D87,Arkusz!A:H,6,FALSE),\"-\")","v":"TECNOSTEEL"},0.0,{"$f":"IFERROR(IF(VLOOKUP(D87,Arkusz!A:K,5,FALSE)=0,(IF(VLOOKUP(D87,Arkusz!A:K,11,FALSE)=0,\"Na zapytanie\",VLOOKUP(D87,Arkusz!A:K,11,FALSE))),(VLOOKUP(D87,Arkusz!A:K,5,FALSE))),\"Na zapytanie\")","v":9854.31},9854.31,{"$f":"IFERROR(IF(VLOOKUP(D87,Arkusz!A:H,5,FALSE)=0,IF(H87=\"Na zapytanie\",\"\",\"EUR\"),\"PLN\"),\"\")","v":"PLN"}]
[null,null,null,"TF1612406",{"$f":"IFERROR(VLOOKUP(D88,Arkusz!A:H,3,FALSE),\"Brak towaru\")","v":"ActiPower - FULL - 1 faza, 16A - 24xC13 + 6xC19 - 3 metrowy przewód, wtyczka IEC 60309 - Czarny"},{"$f":"IFERROR(VLOOKUP(D88,Arkusz!A:H,6,FALSE),\"-\")","v":"TECNOSTEEL"},0.0,{"$f":"IFERROR(IF(VLOOKUP(D88,Arkusz!A:K,5,FALSE)=0,(IF(VLOOKUP(D88,Arkusz!A:K,11,FALSE)=0,\"Na zapytanie\",VLOOKUP(D88,Arkusz!A:K,11,FALSE))),(VLOOKUP(D88,Arkusz!A:K,5,FALSE))),\"Na zapytanie\")","v":10333.8},10333.8,{"$f":"IFERROR(IF(VLOOKUP(D88,Arkusz!A:H,5,FALSE)=0,IF(H88=\"Na zapytanie\",\"\",\"EUR\"),\"PLN\"),\"\")","v":"PLN"}]
[null,null,null,"TF3212406",{"$f":"IFERROR(VLOOKUP(D89,Arkusz!A:H,3,FALSE),\"Brak towaru\")","v":"ActiPower - FULL - 1 faza, 32A - 24xC13 + 6xC19 - 3 metrowy przewód, wtyczka IEC 60309 - Czarny"},{"$f":"IFERROR(VLOOKUP(D89,Arkusz!A:H,6,FALSE),\"-\")","v":"TECNOSTEEL"},0.0,{"$f":"IFERROR(IF(VLOOKUP(D89,Arkusz!A:K,5,FALSE)=0,(IF(VLOOKUP(D89,Arkusz!A:K,11,FALSE)=0,\"Na zapytanie\",VLOOKUP(D89,Arkusz!A:K,11,FALSE))),(VLOOKUP(D89,Arkusz!A:K,5,FALSE))),\"Na zapytanie\")","v":10548.74},10548.74,{"$f":"IFERROR(IF(VLOOKUP(D89,Arkusz!A:H,5,FALSE)=0,IF(H89=\"Na zapytanie\",\"\",\"EUR\"),\"PLN\"),\"\")","v":"PLN"}]
[null,null,null,"TF1632406",{"$f":"IFERROR(VLOOKUP(D90,Arkusz!A:H,3,FALSE),\"Brak towaru\")","v":"ActiPower - FULL - 1 faza, 16A - 24xC13 + 6xC19 - 3 metrowy przewód, wtyczka IEC 60309 - Czarny"},{"$f":"IFERROR(VLOOKUP(D90,Arkusz!A:H,6,FALSE),\"-\")","v":"TECNOSTEEL"},0.0,{"$f":"IFERROR(IF(VLOOKUP(D90,Arkusz!A:K,5,FALSE)=0,(IF(VLOOKUP(D90,Arkusz!A:K,11,FALSE)=0,\"Na zapytanie\",VLOOKUP(D90,Arkusz!A:K,11,FALSE))),(VLOOKUP(D90,Arkusz!A:K,5,FALSE))),\"Na zapytanie\")","v":11160.5},11160.5,{"$f":"IFERROR(IF(VLOOKUP(D90,Arkusz!A:H,5,FALSE)=0,IF(H90=\"Na zapytanie\",\"\",\"EUR\"),\"PLN\"),\"\")","v":"PLN"}]
[null,null,null,"TF3232406",{"$f":"IFERROR(VLOOKUP(D91,Arkusz!A:H,3,FALSE),\"Brak towaru\")","v":"ActiPower - FULL - 3 fazy 32A - 24xC13 + 6xC19 - 3 metrowy przewód, wtyczka IEC 60309 - Czarny"},{"$f":"IFERROR(VLOOKUP(D91,Arkusz!A:H,6,FALSE),\"-\")","v":"TECNOSTEEL"},0.0,{"$f":"IFERROR(IF(VLOOKUP(D91,Arkusz!A:K,5,FALSE)=0,(IF(VLOOKUP(D91,Arkusz!A:K,11,FALSE)=0,\"Na zapytanie\",VLOOKUP(D91,Arkusz!A:K,11,FALSE))),(VLOOKUP(D91,Arkusz!A:K,5,FALSE))),\"Na zapytanie\")","v":11491.19},11491.19,{"$f":"IFERROR(IF(VLOOKUP(D91,Arkusz!A:H,5,FALSE)=0,IF(H91=\"Na zapytanie\",\"\",\"EUR\"),\"PLN\"),\"\")","v":"PLN"}]
[null,null,"Czujniki PDU"]
[null,null,null,"T3550",{"$f":"IFERROR(VLOOKUP(D93,Arkusz!A:H,3,FALSE),\"Brak towaru\")","v":"Czujnik otwarcia drzwi - ActiPower"},{"$f":"IFERROR(VLOOKUP(D93,Arkusz!A:H,6,FALSE),\"-\")","v":"TECNOSTEEL"},0.0,{"$f":"IFERROR(IF(VLOOKUP(D93,Arkusz!A:K,5,FALSE)=0,(IF(VLOOKUP(D93,Arkusz!A:K,11,FALSE)=0,\"Na zapytanie\",VLOOKUP(D93,Arkusz!A:K,11,FALSE))),(VLOOKUP(D93,Arkusz!A:K,5,FALSE))),\"Na zapytanie\")","v":286.15},{"$f":"IFERROR(IF(H93=\"Na zapytanie\",\"\",H93*(1-G93)),\"\")","v":286.15},{"$f":"IFERROR(IF(VLOOKUP(D93,Arkusz!A:H,5,FALSE)=0,IF(H93=\"Na zapytanie\",\"\",\"EUR\"),\"PLN\"),\"\")","v":"PLN"}]
[null,null,null,"T3551",{"$f":"IFERROR(VLOOKUP(D94,Arkusz!A:H,3,FALSE),\"Brak towaru\")","v":"Czujnik temeperatury i wilgotności - ActiPower"},{"$f":"IFERROR(VLOOKUP(D94,Arkusz!A:H,6,FALSE),\"-\")","v":"TECNOSTEEL"},0.0,{"$f":"IFERROR(IF(VLOOKUP(D94,Arkusz!A:K,5,FALSE)=0,(IF(VLOOKUP(D94,Arkusz!A:K,11,FALSE)=0,\"Na zapytanie\",VLOOKUP(D94,Arkusz!A:K,11,FALSE))),(VLOOKUP(D94,Arkusz!A:K,5,FALSE))),\"Na zapytanie\")","v":865.44},865.44,{"$f":"IFERROR(IF(VLOOKUP(D94,Arkusz!A:H,5,FALSE)=0,IF(H94=\"Na zapytanie\",\"\",\"EUR\"),\"PLN\"),\"\")","v":"PLN"}]
[null,null,null,"T3552",{"$f":"IFERROR(VLOOKUP(D95,Arkusz!A:H,3,FALSE),\"Brak towaru\")","v":"Czujnik dymu - ActiPower"},{"$f":"IFERROR(VLOOKUP(D95,Arkusz!A:H,6,FALSE),\"-\")","v":"TECNOSTEEL"},0.0,{"$f":"IFERROR(IF(VLOOKUP(D95,Arkusz!A:K,5,FALSE)=0,(IF(VLOOKUP(D95,Arkusz!A:K,11,FALSE)=0,\"Na zapytanie\",VLOOKUP(D95,Arkusz!A:K,11,FALSE))),(VLOOKUP(D95,Arkusz!A:K,5,FALSE))),\"Na zapytanie\")","v":921.27},921.27,{"$f":"IFERROR(IF(VLOOKUP(D95,Arkusz!A:H,5,FALSE)=0,IF(H95=\"Na zapytanie\",\"\",\"EUR\"),\"PLN\"),\"\")","v":"PLN"}]
[null,null,null,"T3553",{"$f":"IFERROR(VLOOKUP(D96,Arkusz!A:H,3,FALSE),\"Brak towaru\")","v":"Czujnik zalania 2,2m - ActiPower"},{"$f":"IFERROR(VLOOKUP(D96,Arkusz!A:H,6,FALSE),\"-\")","v":"TECNOSTEEL"},0.0,{"$f":"IFERROR(IF(VLOOKUP(D96,Arkusz!A:K,5,FALSE)=0,(IF(VLOOKUP(D96,Arkusz!A:K,11,FALSE)=0,\"Na zapytanie\",VLOOKUP(D96,Arkusz!A:K,11,FALSE))),(VLOOKUP(D96,Arkusz!A:K,5,FALSE))),\"Na zapytanie\")","v":1284.2},1284.2,{"$f":"IFERROR(IF(VLOOKUP(D96,Arkusz!A:H,5,FALSE)=0,IF(H96=\"Na zapytanie\",\"\",\"EUR\"),\"PLN\"),\"\")","v":"PLN"}]
[null,null,null,"T3554",{"$f":"IFERROR(VLOOKUP(D97,Arkusz!A:H,3,FALSE),\"Brak towaru\")","v":"Czujnik zalania 5,2 - ActiPower"},{"$f":"IFERROR(VLOOKUP(D97,Arkusz!A:H,6,FALSE),\"-\")","v":"TECNOSTEEL"},0.0,{"$f":"IFERROR(IF(VLOOKUP(D97,Arkusz!A:K,5,FALSE)=0,(IF(VLOOKUP(D97,Arkusz!A:K,11,FALSE)=0,\"Na zapytanie\",VLOOKUP(D97,Arkusz!A:K,11,FALSE))),(VLOOKUP(D97,Arkusz!A:K,5,FALSE))),\"Na zapytanie\")","v":2498.61},2498.61,{"$f":"IFERROR(IF(VLOOKUP(D97,Arkusz!A:H,5,FALSE)=0,IF(H97=\"Na zapytanie\",\"\",\"EUR\"),\"PLN\"),\"\")","v":"PLN"}]

{"sheet":"Narzędzia i osprzęt","index":13,"n_rows":32,"n_cols":10,"rows_kept":32,"cut":false,"hidden":false,"merged":[[0,0,0,2]]}
["Kategoria produktu",null,null,"Numer katalogowy","Opis","Grupa rabatowa","Rabat","Cena katalogowa","Cena po rabacie","Waluta"]
["Narzędzia i osprzęt dodatkowy"]
[null,"Narzędzia"]
[null,null,null,"C30-0000",{"$f":"IFERROR(VLOOKUP(D4,Arkusz!A:H,3,FALSE),\"Brak towaru\")","v":"Przyrząd do zaciskania modułów CobiCabling "},{"$f":"IFERROR(VLOOKUP(D4,Arkusz!A:H,6,FALSE),\"-\")","v":"Cobi Cu okablowanie"},0.0,{"$f":"IFERROR(IF(VLOOKUP(D4,Arkusz!A:K,5,FALSE)=0,(IF(VLOOKUP(D4,Arkusz!A:K,11,FALSE)=0,\"Na zapytanie\",VLOOKUP(D4,Arkusz!A:K,11,FALSE))),(VLOOKUP(D4,Arkusz!A:K,5,FALSE))),\"Na zapytanie\")","v":130.7},{"$f":"IFERROR(IF(H4=\"Na zapytanie\",\"\",H4*(1-G4)),\"\")","v":130.7},{"$f":"IFERROR(IF(VLOOKUP(D4,Arkusz!A:H,5,FALSE)=0,IF(H4=\"Na zapytanie\",\"\",\"EUR\"),\"PLN\"),\"\")","v":"PLN"}]
[null,null,null,"C30-0001",{"$f":"IFERROR(VLOOKUP(D5,Arkusz!A:H,3,FALSE),\"Brak towaru\")","v":"Narzędzie CobiCabling do zaciskania modułów RJ45"},{"$f":"IFERROR(VLOOKUP(D5,Arkusz!A:H,6,FALSE),\"-\")","v":"Cobi Cu okablowanie"},0.0,{"$f":"IFERROR(IF(VLOOKUP(D5,Arkusz!A:K,5,FALSE)=0,(IF(VLOOKUP(D5,Arkusz!A:K,11,FALSE)=0,\"Na zapytanie\",VLOOKUP(D5,Arkusz!A:K,11,FALSE))),(VLOOKUP(D5,Arkusz!A:K,5,FALSE))),\"Na zapytanie\")","v":262.91},262.91,{"$f":"IFERROR(IF(VLOOKUP(D5,Arkusz!A:H,5,FALSE)=0,IF(H5=\"Na zapytanie\",\"\",\"EUR\"),\"PLN\"),\"\")","v":"PLN"}]
[null,null,null,"C30-0009",{"$f":"IFERROR(VLOOKUP(D6,Arkusz!A:H,3,FALSE),\"Brak towaru\")","v":"Uchwyt montażowy do modułów keystone"},{"$f":"IFERROR(VLOOKUP(D6,Arkusz!A:H,6,FALSE),\"-\")","v":"Cobi Cu okablowanie"},0.0,{"$f":"IFERROR(IF(VLOOKUP(D6,Arkusz!A:K,5,FALSE)=0,(IF(VLOOKUP(D6,Arkusz!A:K,11,FALSE)=0,\"Na zapytanie\",VLOOKUP(D6,Arkusz!A:K,11,FALSE))),(VLOOKUP(D6,Arkusz!A:K,5,FALSE))),\"Na zapytanie\")","v":7.04},7.04,{"$f":"IFERROR(IF(VLOOKUP(D6,Arkusz!A:H,5,FALSE)=0,IF(H6=\"Na zapytanie\",\"\",\"EUR\"),\"PLN\"),\"\")","v":"PLN"}]
[null,null,null,"C30-0010",{"$f":"IFERROR(VLOOKUP(D7,Arkusz!A:H,3,FALSE),\"Brak towaru\")","v":"Prosty tester przewodów - TopTest"},{"$f":"IFERROR(VLOOKUP(D7,Arkusz!A:H,6,FALSE),\"-\")","v":"Cobi Cu okablowanie"},0.0,{"$f":"IFERROR(IF(VLOOKUP(D7,Arkusz!A:K,5,FALSE)=0,(IF(VLOOKUP(D7,Arkusz!A:K,11,FALSE)=0,\"Na zapytanie\",VLOOKUP(D7,Arkusz!A:K,11,FALSE))),(VLOOKUP(D7,Arkusz!A:K,5,FALSE))),\"Na zapytanie\")","v":"Na zapytanie"},"",{"$f":"IFERROR(IF(VLOOKUP(D7,Arkusz!A:H,5,FALSE)=0,IF(H7=\"Na zapytanie\",\"\",\"EUR\"),\"PLN\"),\"\")","v":""}]
[null,null,null,"C30-0011",{"$f":"IFERROR(VLOOKUP(D8,Arkusz!A:H,3,FALSE),\"Brak towaru\")","v":"Zestaw podstawowych narzędzi instalatorskich do budowy okablowania (prosty tester, ściągacz izolacji, zaciskarka wtyków RJ, przyrząd montażowy LSA bez sensora)"},{"$f":"IFERROR(VLOOKUP(D8,Arkusz!A:H,6,FALSE),\"-\")","v":"Cobi Cu okablowanie"},0.0,{"$f":"IFERROR(IF(VLOOKUP(D8,Arkusz!A:K,5,FALSE)=0,(IF(VLOOKUP(D8,Arkusz!A:K,11,FALSE)=0,\"Na zapytanie\",VLOOKUP(D8,Arkusz!A:K,11,FALSE))),(VLOOKUP(D8,Arkusz!A:K,5,FALSE))),\"Na zapytanie\")","v":134.02},134.02,{"$f":"IFERROR(IF(VLOOKUP(D8,Arkusz!A:H,5,FALSE)=0,IF(H8=\"Na zapytanie\",\"\",\"EUR\"),\"PLN\"),\"\")","v":"PLN"}]
[null,null,null,"T12-3000",{"$f":"IFERROR(VLOOKUP(D9,Arkusz!A:H,3,FALSE),\"Brak towaru\")","v":"Przyrząd montażowy bez sensora"},{"$f":"IFERROR(VLOOKUP(D9,Arkusz!A:H,6,FALSE),\"-\")","v":"Cobi LSA telekomunikacja"},0.0,{"$f":"IFERROR(IF(VLOOKUP(D9,Arkusz!A:K,5,FALSE)=0,(IF(VLOOKUP(D9,Arkusz!A:K,11,FALSE)=0,\"Na zapytanie\",VLOOKUP(D9,Arkusz!A:K,11,FALSE))),(VLOOKUP(D9,Arkusz!A:K,5,FALSE))),\"Na zapytanie\")","v":16.01},16.01,{"$f":"IFERROR(IF(VLOOKUP(D9,Arkusz!A:H,5,FALSE)=0,IF(H9=\"Na zapytanie\",\"\",\"EUR\"),\"PLN\"),\"\")","v":"PLN"}]
[null,null,null,"T12-3008",{"$f":"IFERROR(VLOOKUP(D10,Arkusz!A:H,3,FALSE),\"Brak towaru\")","v":"Przyrząd montażowy LSA CobiNet z sensorem"},{"$f":"IFERROR(VLOOKUP(D10,Arkusz!A:H,6,FALSE),\"-\")","v":"Cobi Cu okablowanie"},0.0,{"$f":"IFERROR(IF(VLOOKUP(D10,Arkusz!A:K,5,FALSE)=0,(IF(VLOOKUP(D10,Arkusz!A:K,11,FALSE)=0,\"Na zapytanie\",VLOOKUP(D10,Arkusz!A:K,11,FALSE))),(VLOOKUP(D10,Arkusz!A:K,5,FALSE))),\"Na zapytanie\")","v":151.46},151.46,{"$f":"IFERROR(IF(VLOOKUP(D10,Arkusz!A:H,5,FALSE)=0,IF(H10=\"Na zapytanie\",\"\",\"EUR\"),\"PLN\"),\"\")","v":"PLN"}]
[null,null,null,"T12-3009",{"$f":"IFERROR(VLOOKUP(D11,Arkusz!A:H,3,FALSE),\"Brak towaru\")","v":"Przyrząd montażowy LSA z sensorem, neutralny"},{"$f":"IFERROR(VLOOKUP(D11,Arkusz!A:H,6,FALSE),\"-\")","v":"Cobi LSA telekomunikacja"},0.0,{"$f":"IFERROR(IF(VLOOKUP(D11,Arkusz!A:K,5,FALSE)=0,(IF(VLOOKUP(D11,Arkusz!A:K,11,FALSE)=0,\"Na zapytanie\",VLOOKUP(D11,Arkusz!A:K,11,FALSE))),(VLOOKUP(D11,Arkusz!A:K,5,FALSE))),\"Na zapytanie\")","v":138.51},138.51,{"$f":"IFERROR(IF(VLOOKUP(D11,Arkusz!A:H,5,FALSE)=0,IF(H11=\"Na zapytanie\",\"\",\"EUR\"),\"PLN\"),\"\")","v":"PLN"}]
[null,null,null,"T12-3010",{"$f":"IFERROR(VLOOKUP(D12,Arkusz!A:H,3,FALSE),\"Brak towaru\")","v":"Przyrząd montażowy LSA KRONE z sensorem"},{"$f":"IFERROR(VLOOKUP(D12,Arkusz!A:H,6,FALSE),\"-\")","v":"Cobi LSA telekomunikacja"},0.0,{"$f":"IFERROR(IF(VLOOKUP(D12,Arkusz!A:K,5,FALSE)=0,(IF(VLOOKUP(D12,Arkusz!A:K,11,FALSE)=0,\"Na zapytanie\",VLOOKUP(D12,Arkusz!A:K,11,FALSE))),(VLOOKUP(D12,Arkusz!A:K,5,FALSE))),\"Na zapytanie\")","v":196.33},196.33,{"$f":"IFERROR(IF(VLOOKUP(D12,Arkusz!A:H,5,FALSE)=0,IF(H12=\"Na zapytanie\",\"\",\"EUR\"),\"PLN\"),\"\")","v":"PLN"}]
[null,"Oprzęt dodatkowy"]
[null,null,null,"C30-0500",{"$f":"IFERROR(VLOOKUP(D14,Arkusz!A:H,3,FALSE),\"Brak towaru\")","v":"Samoprzylepne pole opisowe do patchpaneli 430x12mm"},{"$f":"IFERROR(VLOOKUP(D14,Arkusz!A:H,6,FALSE),\"-\")","v":"Cobi Cu okablowanie"},0.0,{"$f":"IFERROR(IF(VLOOKUP(D14,Arkusz!A:K,5,FALSE)=0,(IF(VLOOKUP(D14,Arkusz!A:K,11,FALSE)=0,\"Na zapytanie\",VLOOKUP(D14,Arkusz!A:K,11,FALSE))),(VLOOKUP(D14,Arkusz!A:K,5,FALSE))),\"Na zapytanie\")","v":"Na zapytanie"},{"$f":"IFERROR(IF(H14=\"Na zapytanie\",\"\",H14*(1-G14)),\"\")","v":""},{"$f":"IFERROR(IF(VLOOKUP(D14,Arkusz!A:H,5,FALSE)=0,IF(H14=\"Na zapytanie\",\"\",\"EUR\"),\"PLN\"),\"\")","v":""}]
[null,null,null,"A00-3000",{"$f":"IFERROR(VLOOKUP(D15,Arkusz!A:H,3,FALSE),\"Brak towaru\")","v":"CABLELAY FLOOR MATTING 13mm x 300mm x 20M CLASS O"},{"$f":"IFERROR(VLOOKUP(D15,Arkusz!A:H,6,FALSE),\"-\")","v":"EXCEL"},0.0,{"$f":"IFERROR(IF(VLOOKUP(D15,Arkusz!A:K,5,FALSE)=0,(IF(VLOOKUP(D15,Arkusz!A:K,11,FALSE)=0,\"Na zapytanie\",VLOOKUP(D15,Arkusz!A:K,11,FALSE))),(VLOOKUP(D15,Arkusz!A:K,5,FALSE))),\"Na zapytanie\")","v":"Na zapytanie"},"",{"$f":"IFERROR(IF(VLOOKUP(D15,Arkusz!A:H,5,FALSE)=0,IF(H15=\"Na zapytanie\",\"\",\"EUR\"),\"PLN\"),\"\")","v":""}]
[null,null,null,"A00-3002",{"$f":"IFERROR(VLOOKUP(D16,Arkusz!A:H,3,FALSE),\"Brak towaru\")","v":"CABLELAY FLOOR MATTING 13mm x 500mm x 20M CLASS O"},{"$f":"IFERROR(VLOOKUP(D16,Arkusz!A:H,6,FALSE),\"-\")","v":"EXCEL"},0.0,{"$f":"IFERROR(IF(VLOOKUP(D16,Arkusz!A:K,5,FALSE)=0,(IF(VLOOKUP(D16,Arkusz!A:K,11,FALSE)=0,\"Na zapytanie\",VLOOKUP(D16,Arkusz!A:K,11,FALSE))),(VLOOKUP(D16,Arkusz!A:K,5,FALSE))),\"Na zapytanie\")","v":"Na zapytanie"},"",{"$f":"IFERROR(IF(VLOOKUP(D16,Arkusz!A:H,5,FALSE)=0,IF(H16=\"Na zapytanie\",\"\",\"EUR\"),\"PLN\"),\"\")","v":""}]
[null,null,null,"LL-05",{"$f":"IFERROR(VLOOKUP(D17,Arkusz!A:H,3,FALSE),\"Brak towaru\")","v":"LOCK,LOCKIT,YEL,10/BG"},{"$f":"IFERROR(VLOOKUP(D17,Arkusz!A:H,6,FALSE),\"-\")","v":"SIEMON"},0.0,{"$f":"IFERROR(IF(VLOOKUP(D17,Arkusz!A:K,5,FALSE)=0,(IF(VLOOKUP(D17,Arkusz!A:K,11,FALSE)=0,\"Na zapytanie\",VLOOKUP(D17,Arkusz!A:K,11,FALSE))),(VLOOKUP(D17,Arkusz!A:K,5,FALSE))),\"Na zapytanie\")","v":"Na zapytanie"},"",{"$f":"IFERROR(IF(VLOOKUP(D17,Arkusz!A:H,5,FALSE)=0,IF(H17=\"Na zapytanie\",\"\",\"EUR\"),\"PLN\"),\"\")","v":""}]
[null,null,null,"LL-LC-05",{"$f":"IFERROR(VLOOKUP(D18,Arkusz!A:H,3,FALSE),\"Brak towaru\")","v":"ADAPTER,LOCKIT,DUPLEX,LC,YEL,10/BG"},{"$f":"IFERROR(VLOOKUP(D18,Arkusz!A:H,6,FALSE),\"-\")","v":"SIEMON"},0.0,{"$f":"IFERROR(IF(VLOOKUP(D18,Arkusz!A:K,5,FALSE)=0,(IF(VLOOKUP(D18,Arkusz!A:K,11,FALSE)=0,\"Na zapytanie\",VLOOKUP(D18,Arkusz!A:K,11,FALSE))),(VLOOKUP(D18,Arkusz!A:K,5,FALSE))),\"Na zapytanie\")","v":"Na zapytanie"},"",{"$f":"IFERROR(IF(VLOOKUP(D18,Arkusz!A:H,5,FALSE)=0,IF(H18=\"Na zapytanie\",\"\",\"EUR\"),\"PLN\"),\"\")","v":""}]
[null,null,null,"LKEY-05",{"$f":"IFERROR(VLOOKUP(D19,Arkusz!A:H,3,FALSE),\"Brak towaru\")","v":"KEY,LOCKIT,YEL,10/BG"},{"$f":"IFERROR(VLOOKUP(D19,Arkusz!A:H,6,FALSE),\"-\")","v":"SIEMON"},0.0,{"$f":"IFERROR(IF(VLOOKUP(D19,Arkusz!A:K,5,FALSE)=0,(IF(VLOOKUP(D19,Arkusz!A:K,11,FALSE)=0,\"Na zapytanie\",VLOOKUP(D19,Arkusz!A:K,11,FALSE))),(VLOOKUP(D19,Arkusz!A:K,5,FALSE))),\"Na zapytanie\")","v":"Na zapytanie"},"",{"$f":"IFERROR(IF(VLOOKUP(D19,Arkusz!A:H,5,FALSE)=0,IF(H19=\"Na zapytanie\",\"\",\"EUR\"),\"PLN\"),\"\")","v":""}]
[null,null,null,"C30-0113",{"$f":"IFERROR(VLOOKUP(D20,Arkusz!A:H,3,FALSE),\"Brak towaru\")","v":"Adapter z mocowaniem na szynę DIN do modułów keystone 1xRJ45"},{"$f":"IFERROR(VLOOKUP(D20,Arkusz!A:H,6,FALSE),\"-\")","v":"Cobi Cu okablowanie"},0.0,{"$f":"IFERROR(IF(VLOOKUP(D20,Arkusz!A:K,5,FALSE)=0,(IF(VLOOKUP(D20,Arkusz!A:K,11,FALSE)=0,\"Na zapytanie\",VLOOKUP(D20,Arkusz!A:K,11,FALSE))),(VLOOKUP(D20,Arkusz!A:K,5,FALSE))),\"Na zapytanie\")","v":15.34},15.34,{"$f":"IFERROR(IF(VLOOKUP(D20,Arkusz!A:H,5,FALSE)=0,IF(H20=\"Na zapytanie\",\"\",\"EUR\"),\"PLN\"),\"\")","v":"PLN"}]
[null,null,null,"C30-0114",{"$f":"IFERROR(VLOOKUP(D21,Arkusz!A:H,3,FALSE),\"Brak towaru\")","v":"Adapter z mocowaniem na szynę DIN do modułów keystone 2xRJ45"},{"$f":"IFERROR(VLOOKUP(D21,Arkusz!A:H,6,FALSE),\"-\")","v":"Cobi Cu okablowanie"},0.0,{"$f":"IFERROR(IF(VLOOKUP(D21,Arkusz!A:K,5,FALSE)=0,(IF(VLOOKUP(D21,Arkusz!A:K,11,FALSE)=0,\"Na zapytanie\",VLOOKUP(D21,Arkusz!A:K,11,FALSE))),(VLOOKUP(D21,Arkusz!A:K,5,FALSE))),\"Na zapytanie\")","v":30.68},30.68,{"$f":"IFERROR(IF(VLOOKUP(D21,Arkusz!A:H,5,FALSE)=0,IF(H21=\"Na zapytanie\",\"\",\"EUR\"),\"PLN\"),\"\")","v":"PLN"}]
[null,null,null,"C30-0115",{"$f":"IFERROR(VLOOKUP(D22,Arkusz!A:H,3,FALSE),\"Brak towaru\")","v":"Adapter z mocowaniem na szynę DIN do modułów keystone 3xRJ45"},{"$f":"IFERROR(VLOOKUP(D22,Arkusz!A:H,6,FALSE),\"-\")","v":"Cobi Cu okablowanie"},0.0,{"$f":"IFERROR(IF(VLOOKUP(D22,Arkusz!A:K,5,FALSE)=0,(IF(VLOOKUP(D22,Arkusz!A:K,11,FALSE)=0,\"Na zapytanie\",VLOOKUP(D22,Arkusz!A:K,11,FALSE))),(VLOOKUP(D22,Arkusz!A:K,5,FALSE))),\"Na zapytanie\")","v":36.78},36.78,{"$f":"IFERROR(IF(VLOOKUP(D22,Arkusz!A:H,5,FALSE)=0,IF(H22=\"Na zapytanie\",\"\",\"EUR\"),\"PLN\"),\"\")","v":"PLN"}]
[null,null,null,"C30-0116",{"$f":"IFERROR(VLOOKUP(D23,Arkusz!A:H,3,FALSE),\"Brak towaru\")","v":"Mocowanie do szyny DIN 35mm do adapterów i gniezdników"},{"$f":"IFERROR(VLOOKUP(D23,Arkusz!A:H,6,FALSE),\"-\")","v":"Cobi Cu okablowanie"},0.0,{"$f":"IFERROR(IF(VLOOKUP(D23,Arkusz!A:K,5,FALSE)=0,(IF(VLOOKUP(D23,Arkusz!A:K,11,FALSE)=0,\"Na zapytanie\",VLOOKUP(D23,Arkusz!A:K,11,FALSE))),(VLOOKUP(D23,Arkusz!A:K,5,FALSE))),\"Na zapytanie\")","v":11.64},11.64,{"$f":"IFERROR(IF(VLOOKUP(D23,Arkusz!A:H,5,FALSE)=0,IF(H23=\"Na zapytanie\",\"\",\"EUR\"),\"PLN\"),\"\")","v":"PLN"}]
[null,null,null,"C30-0117",{"$f":"IFERROR(VLOOKUP(D24,Arkusz!A:H,3,FALSE),\"Brak towaru\")","v":"Adapter z tworzywa sztucznego na szynę DIN 1xRJ45 z maskowicą boczną, biały"},{"$f":"IFERROR(VLOOKUP(D24,Arkusz!A:H,6,FALSE),\"-\")","v":"Cobi Cu okablowanie"},0.0,{"$f":"IFERROR(IF(VLOOKUP(D24,Arkusz!A:K,5,FALSE)=0,(IF(VLOOKUP(D24,Arkusz!A:K,11,FALSE)=0,\"Na zapytanie\",VLOOKUP(D24,Arkusz!A:K,11,FALSE))),(VLOOKUP(D24,Arkusz!A:K,5,FALSE))),\"Na zapytanie\")","v":20.26},20.26,{"$f":"IFERROR(IF(VLOOKUP(D24,Arkusz!A:H,5,FALSE)=0,IF(H24=\"Na zapytanie\",\"\",\"EUR\"),\"PLN\"),\"\")","v":"PLN"}]
[null,null,null,"6671 016/1",{"$f":"IFERROR(VLOOKUP(D25,Arkusz!A:H,3,FALSE),\"Brak towaru\")","v":"Adapter konfigurowalny na szynę DIN do 1 modułu keystone (1xRJ45) bez mocowania"},{"$f":"IFERROR(VLOOKUP(D25,Arkusz!A:H,6,FALSE),\"-\")","v":"Cobi Cu okablowanie"},0.0,{"$f":"IFERROR(IF(VLOOKUP(D25,Arkusz!A:K,5,FALSE)=0,(IF(VLOOKUP(D25,Arkusz!A:K,11,FALSE)=0,\"Na zapytanie\",VLOOKUP(D25,Arkusz!A:K,11,FALSE))),(VLOOKUP(D25,Arkusz!A:K,5,FALSE))),\"Na zapytanie\")","v":6.1},6.1,{"$f":"IFERROR(IF(VLOOKUP(D25,Arkusz!A:H,5,FALSE)=0,IF(H25=\"Na zapytanie\",\"\",\"EUR\"),\"PLN\"),\"\")","v":"PLN"}]
[null,null,null,"C30-0116",{"$f":"IFERROR(VLOOKUP(D26,Arkusz!A:H,3,FALSE),\"Brak towaru\")","v":"Mocowanie do szyny DIN 35mm do adapterów i gniezdników"},{"$f":"IFERROR(VLOOKUP(D26,Arkusz!A:H,6,FALSE),\"-\")","v":"Cobi Cu okablowanie"},0.0,{"$f":"IFERROR(IF(VLOOKUP(D26,Arkusz!A:K,5,FALSE)=0,(IF(VLOOKUP(D26,Arkusz!A:K,11,FALSE)=0,\"Na zapytanie\",VLOOKUP(D26,Arkusz!A:K,11,FALSE))),(VLOOKUP(D26,Arkusz!A:K,5,FALSE))),\"Na zapytanie\")","v":11.64},11.64,{"$f":"IFERROR(IF(VLOOKUP(D26,Arkusz!A:H,5,FALSE)=0,IF(H26=\"Na zapytanie\",\"\",\"EUR\"),\"PLN\"),\"\")","v":"PLN"}]
[null,null,null,"T12-2122",{"$f":"IFERROR(VLOOKUP(D27,Arkusz!A:H,3,FALSE),\"Brak towaru\")","v":"Mocowanie do szyny DIN 35mm do łączówek na pręty"},{"$f":"IFERROR(VLOOKUP(D27,Arkusz!A:H,6,FALSE),\"-\")","v":"Cobi Cu okablowanie"},0.0,{"$f":"IFERROR(IF(VLOOKUP(D27,Arkusz!A:K,5,FALSE)=0,(IF(VLOOKUP(D27,Arkusz!A:K,11,FALSE)=0,\"Na zapytanie\",VLOOKUP(D27,Arkusz!A:K,11,FALSE))),(VLOOKUP(D27,Arkusz!A:K,5,FALSE))),\"Na zapytanie\")","v":12.86},12.86,{"$f":"IFERROR(IF(VLOOKUP(D27,Arkusz!A:H,5,FALSE)=0,IF(H27=\"Na zapytanie\",\"\",\"EUR\"),\"PLN\"),\"\")","v":"PLN"}]
[null,null,null,1036020.0,{"$f":"IFERROR(VLOOKUP(D28,Arkusz!A:H,3,FALSE),\"Brak towaru\")","v":"Taśma rzepowa dwustronna 20mm czarna (szpula 25m)"},{"$f":"IFERROR(VLOOKUP(D28,Arkusz!A:H,6,FALSE),\"-\")","v":"Cobi Cu okablowanie"},0.0,{"$f":"IFERROR(IF(VLOOKUP(D28,Arkusz!A:K,5,FALSE)=0,(IF(VLOOKUP(D28,Arkusz!A:K,11,FALSE)=0,\"Na zapytanie\",VLOOKUP(D28,Arkusz!A:K,11,FALSE))),(VLOOKUP(D28,Arkusz!A:K,5,FALSE))),\"Na zapytanie\")","v":203.55},203.55,{"$f":"IFERROR(IF(VLOOKUP(D28,Arkusz!A:H,5,FALSE)=0,IF(H28=\"Na zapytanie\",\"\",\"EUR\"),\"PLN\"),\"\")","v":"PLN"}]
[null,"Urządzenia do pomiaru miedzi i światłowodów"]
[null,null,null,"TESTPRO CV100-K11",{"$f":"IFERROR(VLOOKUP(D30,Arkusz!A:H,3,FALSE),\"Brak towaru\")","v":"Zestaw do Certyfikacji Światłowodów - Dwie platformy pomiarowe TestPro, Certyfikat kalibracji każdej z jednostek, 2x Adapter pomiarowy AD-SM-01 fala 1310/1550 z OPM, OLS i VLS, 2x Adapter pomiarowy AD-MM-01 fala 850/1300 z OPM, OLS i VLS, Do adapterów dołączony jest zestaw patchcordów pomiarowych oraz cleanerów, Kabel USB, Pendrive z oprogramowaniem TestDataPro, 2x Pasek na ramię, 2x Zasilacz, Skrócona instrukcja obsługi, Walizka transportowa"},{"$f":"IFERROR(VLOOKUP(D30,Arkusz!A:H,6,FALSE),\"-\")","v":"Inne - okazjonalne"},0.0,{"$f":"IFERROR(IF(VLOOKUP(D30,Arkusz!A:K,5,FALSE)=0,(IF(VLOOKUP(D30,Arkusz!A:K,11,FALSE)=0,\"Na zapytanie\",VLOOKUP(D30,Arkusz!A:K,11,FALSE))),(VLOOKUP(D30,Arkusz!A:K,5,FALSE))),\"Na zapytanie\")","v":"Na zapytanie"},{"$f":"IFERROR(IF(H30=\"Na zapytanie\",\"\",H30*(1-G30)),\"\")","v":""},{"$f":"IFERROR(IF(VLOOKUP(D30,Arkusz!A:H,5,FALSE)=0,IF(H30=\"Na zapytanie\",\"\",\"EUR\"),\"PLN\"),\"\")","v":""}]
[null,null,null,"TESTPRO CV100-K50",{"$f":"IFERROR(VLOOKUP(D31,Arkusz!A:H,3,FALSE),\"Brak towaru\")","v":"Zestaw do Certyfikacji Miedzi - Dwie platformy pomiarowe TestPro, Certyfikat kalibracji każdej z jednostek, 2x Adapter Channel AD-CAT8-CH, 2x Adapter Permanent Link AD-CAT6A-PL, Kabel USB, Pendrive z oprogramowaniem TestDataPro, 2x Pasek na ramię, 2x Zasilacz, Skrócona instrukcja obsługi, Walizka transportowa"},{"$f":"IFERROR(VLOOKUP(D31,Arkusz!A:H,6,FALSE),\"-\")","v":"Inne - okazjonalne"},0.0,{"$f":"IFERROR(IF(VLOOKUP(D31,Arkusz!A:K,5,FALSE)=0,(IF(VLOOKUP(D31,Arkusz!A:K,11,FALSE)=0,\"Na zapytanie\",VLOOKUP(D31,Arkusz!A:K,11,FALSE))),(VLOOKUP(D31,Arkusz!A:K,5,FALSE))),\"Na zapytanie\")","v":"Na zapytanie"},"",{"$f":"IFERROR(IF(VLOOKUP(D31,Arkusz!A:H,5,FALSE)=0,IF(H31=\"Na zapytanie\",\"\",\"EUR\"),\"PLN\"),\"\")","v":""}]
[null,null,null,"TESTPRO CV100-K51",{"$f":"IFERROR(VLOOKUP(D32,Arkusz!A:H,3,FALSE),\"Brak towaru\")","v":"Zestaw do Certyfikacji Miedzi i Światłowodów - Dwie platformy pomiarowe TestPro, Certyfikat kalibracji każdej z jednostek, 2x Adapter Channel AD-CAT8-CH, 2x Adapter Permanent Link AD-CAT6A-PL,2x Adapter pomiarowy AD-SM-01 fala 1310/1550 z OPM, OLS i VLS, 2x Adapter pomiarowy AD-MM-01 fala 850/1300 z OPM, OLS i VLS, Do adapterów dołączony jest zestaw patchcordów pomiarowych oraz cleanerów, Kabel USB, Pendrive z oprogramowaniem TestDataPro, 2x Pasek na ramię, 2x Zasilacz, Skrócona instrukcja obsługi, Walizka transportowa"},{"$f":"IFERROR(VLOOKUP(D32,Arkusz!A:H,6,FALSE),\"-\")","v":"Inne - okazjonalne"},0.0,{"$f":"IFERROR(IF(VLOOKUP(D32,Arkusz!A:K,5,FALSE)=0,(IF(VLOOKUP(D32,Arkusz!A:K,11,FALSE)=0,\"Na zapytanie\",VLOOKUP(D32,Arkusz!A:K,11,FALSE))),(VLOOKUP(D32,Arkusz!A:K,5,FALSE))),\"Na zapytanie\")","v":"Na zapytanie"},"",{"$f":"IFERROR(IF(VLOOKUP(D32,Arkusz!A:H,5,FALSE)=0,IF(H32=\"Na zapytanie\",\"\",\"EUR\"),\"PLN\"),\"\")","v":""}]

{"sheet":"Mieszkaniowe","index":14,"n_rows":13,"n_cols":10,"rows_kept":13,"cut":false,"hidden":false,"merged":[[0,0,0,2]]}
["Kategoria produktu",null,null,"Numer katalogowy","Opis","Grupa rabatowa","Rabat","Cena katalogowa","Cena po rabacie","Waluta"]
["Instalacje mieszkaniowe"]
[null,"Skrzynki mieszkaniowe"]
[null,null,null,"SMNT",{"$f":"IFERROR(VLOOKUP(D4,Arkusz!A:H,3,FALSE),\"Brak towaru\")","v":"Brak towaru"},{"$f":"IFERROR(VLOOKUP(D4,Arkusz!A:H,6,FALSE),\"-\")","v":"-"},0.0,{"$f":"IFERROR(IF(VLOOKUP(D4,Arkusz!A:K,5,FALSE)=0,(IF(VLOOKUP(D4,Arkusz!A:K,11,FALSE)=0,\"Na zapytanie\",VLOOKUP(D4,Arkusz!A:K,11,FALSE))),(VLOOKUP(D4,Arkusz!A:K,5,FALSE))),\"Na zapytanie\")","v":"Na zapytanie"},{"$f":"IFERROR(IF(H4=\"Na zapytanie\",\"\",H4*(1-G4)),\"\")","v":""},{"$f":"IFERROR(IF(VLOOKUP(D4,Arkusz!A:H,5,FALSE)=0,IF(H4=\"Na zapytanie\",\"\",\"EUR\"),\"PLN\"),\"\")","v":""}]
[null,null,null,"SMPT",{"$f":"IFERROR(VLOOKUP(D5,Arkusz!A:H,3,FALSE),\"Brak towaru\")","v":"Brak towaru"},{"$f":"IFERROR(VLOOKUP(D5,Arkusz!A:H,6,FALSE),\"-\")","v":"-"},0.0,{"$f":"IFERROR(IF(VLOOKUP(D5,Arkusz!A:K,5,FALSE)=0,(IF(VLOOKUP(D5,Arkusz!A:K,11,FALSE)=0,\"Na zapytanie\",VLOOKUP(D5,Arkusz!A:K,11,FALSE))),(VLOOKUP(D5,Arkusz!A:K,5,FALSE))),\"Na zapytanie\")","v":"Na zapytanie"},"",{"$f":"IFERROR(IF(VLOOKUP(D5,Arkusz!A:H,5,FALSE)=0,IF(H5=\"Na zapytanie\",\"\",\"EUR\"),\"PLN\"),\"\")","v":""}]
[null,"Osprzet"]
[null,null,null,5010024.0,{"$f":"IFERROR(VLOOKUP(D7,Arkusz!A:H,3,FALSE),\"Brak towaru\")","v":"Panel 19\"/1U 24-portowy na złącza typu F"},{"$f":"IFERROR(VLOOKUP(D7,Arkusz!A:H,6,FALSE),\"-\")","v":"Inne - okazjonalne"},0.0,{"$f":"IFERROR(IF(VLOOKUP(D7,Arkusz!A:K,5,FALSE)=0,(IF(VLOOKUP(D7,Arkusz!A:K,11,FALSE)=0,\"Na zapytanie\",VLOOKUP(D7,Arkusz!A:K,11,FALSE))),(VLOOKUP(D7,Arkusz!A:K,5,FALSE))),\"Na zapytanie\")","v":137.66},{"$f":"IFERROR(IF(H7=\"Na zapytanie\",\"\",H7*(1-G7)),\"\")","v":137.66},{"$f":"IFERROR(IF(VLOOKUP(D7,Arkusz!A:H,5,FALSE)=0,IF(H7=\"Na zapytanie\",\"\",\"EUR\"),\"PLN\"),\"\")","v":"PLN"}]
[null,null,null,5019440.0,{"$f":"IFERROR(VLOOKUP(D8,Arkusz!A:H,3,FALSE),\"Brak towaru\")","v":"Złącze (beczka) typu F (F-gniazdo/F-gniazdo)"},{"$f":"IFERROR(VLOOKUP(D8,Arkusz!A:H,6,FALSE),\"-\")","v":"Cobi Cu okablowanie"},0.0,{"$f":"IFERROR(IF(VLOOKUP(D8,Arkusz!A:K,5,FALSE)=0,(IF(VLOOKUP(D8,Arkusz!A:K,11,FALSE)=0,\"Na zapytanie\",VLOOKUP(D8,Arkusz!A:K,11,FALSE))),(VLOOKUP(D8,Arkusz!A:K,5,FALSE))),\"Na zapytanie\")","v":1.68},1.68,{"$f":"IFERROR(IF(VLOOKUP(D8,Arkusz!A:H,5,FALSE)=0,IF(H8=\"Na zapytanie\",\"\",\"EUR\"),\"PLN\"),\"\")","v":"PLN"}]
[null,null,null,5018439.0,{"$f":"IFERROR(VLOOKUP(D9,Arkusz!A:H,3,FALSE),\"Brak towaru\")","v":"Adapter keystone z gniazdem typu F (beczka-beczka) wyposażony"},{"$f":"IFERROR(VLOOKUP(D9,Arkusz!A:H,6,FALSE),\"-\")","v":"Cobi Cu okablowanie"},0.0,{"$f":"IFERROR(IF(VLOOKUP(D9,Arkusz!A:K,5,FALSE)=0,(IF(VLOOKUP(D9,Arkusz!A:K,11,FALSE)=0,\"Na zapytanie\",VLOOKUP(D9,Arkusz!A:K,11,FALSE))),(VLOOKUP(D9,Arkusz!A:K,5,FALSE))),\"Na zapytanie\")","v":7.46},7.46,{"$f":"IFERROR(IF(VLOOKUP(D9,Arkusz!A:H,5,FALSE)=0,IF(H9=\"Na zapytanie\",\"\",\"EUR\"),\"PLN\"),\"\")","v":"PLN"}]
[null,null,null,5018440.0,{"$f":"IFERROR(VLOOKUP(D10,Arkusz!A:H,3,FALSE),\"Brak towaru\")","v":"Adapter keystone do gniazd typu F (beczka-beczka) niewyposażony"},{"$f":"IFERROR(VLOOKUP(D10,Arkusz!A:H,6,FALSE),\"-\")","v":"Cobi Cu okablowanie"},0.0,{"$f":"IFERROR(IF(VLOOKUP(D10,Arkusz!A:K,5,FALSE)=0,(IF(VLOOKUP(D10,Arkusz!A:K,11,FALSE)=0,\"Na zapytanie\",VLOOKUP(D10,Arkusz!A:K,11,FALSE))),(VLOOKUP(D10,Arkusz!A:K,5,FALSE))),\"Na zapytanie\")","v":1.38},1.38,{"$f":"IFERROR(IF(VLOOKUP(D10,Arkusz!A:H,5,FALSE)=0,IF(H10=\"Na zapytanie\",\"\",\"EUR\"),\"PLN\"),\"\")","v":"PLN"}]
[null,null,null,5018479.0,{"$f":"IFERROR(VLOOKUP(D11,Arkusz!A:H,3,FALSE),\"Brak towaru\")","v":"Adapter keystone z gniazdem HDMI (HDMI-gniazdo/HDMI-gniazdo), kolor biały"},{"$f":"IFERROR(VLOOKUP(D11,Arkusz!A:H,6,FALSE),\"-\")","v":"Cobi Cu okablowanie"},0.0,{"$f":"IFERROR(IF(VLOOKUP(D11,Arkusz!A:K,5,FALSE)=0,(IF(VLOOKUP(D11,Arkusz!A:K,11,FALSE)=0,\"Na zapytanie\",VLOOKUP(D11,Arkusz!A:K,11,FALSE))),(VLOOKUP(D11,Arkusz!A:K,5,FALSE))),\"Na zapytanie\")","v":21.99},21.99,{"$f":"IFERROR(IF(VLOOKUP(D11,Arkusz!A:H,5,FALSE)=0,IF(H11=\"Na zapytanie\",\"\",\"EUR\"),\"PLN\"),\"\")","v":"PLN"}]
[null,null,null,9501006.0,{"$f":"IFERROR(VLOOKUP(D12,Arkusz!A:H,3,FALSE),\"Brak towaru\")","v":"KABEL KONCENTRYCZNY RG6         "},{"$f":"IFERROR(VLOOKUP(D12,Arkusz!A:H,6,FALSE),\"-\")","v":"Cobi Cu kable"},0.0,{"$f":"IFERROR(IF(VLOOKUP(D12,Arkusz!A:K,5,FALSE)=0,(IF(VLOOKUP(D12,Arkusz!A:K,11,FALSE)=0,\"Na zapytanie\",VLOOKUP(D12,Arkusz!A:K,11,FALSE))),(VLOOKUP(D12,Arkusz!A:K,5,FALSE))),\"Na zapytanie\")","v":2.18},2.18,{"$f":"IFERROR(IF(VLOOKUP(D12,Arkusz!A:H,5,FALSE)=0,IF(H12=\"Na zapytanie\",\"\",\"EUR\"),\"PLN\"),\"\")","v":"PLN"}]
[null,null,null,5018498.0,{"$f":"IFERROR(VLOOKUP(D13,Arkusz!A:H,3,FALSE),\"Brak towaru\")","v":"Adapter keystone z gniazdem USB (USB-gniazdo/USB-gniazdo), kolor biały"},{"$f":"IFERROR(VLOOKUP(D13,Arkusz!A:H,6,FALSE),\"-\")","v":"Cobi Cu okablowanie"},0.0,{"$f":"IFERROR(IF(VLOOKUP(D13,Arkusz!A:K,5,FALSE)=0,(IF(VLOOKUP(D13,Arkusz!A:K,11,FALSE)=0,\"Na zapytanie\",VLOOKUP(D13,Arkusz!A:K,11,FALSE))),(VLOOKUP(D13,Arkusz!A:K,5,FALSE))),\"Na zapytanie\")","v":11.89},11.89,{"$f":"IFERROR(IF(VLOOKUP(D13,Arkusz!A:H,5,FALSE)=0,IF(H13=\"Na zapytanie\",\"\",\"EUR\"),\"PLN\"),\"\")","v":"PLN"}]